## Sheet1
TYPEOFPRODUCT | PRODUCTCODE | DESCRIPTION | LONGDESC | UNITCOST | UNITDESCRIPTION | VATRATE | PAGENUMBER
Biology | B8A01557 | Amino Acids Set | <p>The amino acid structure of proteins can be determined by their hydrolysis and subsequent separation by chromatography. For this work, pure standards are essential and this set offers such standards.</p> <ul> <li>Supplied with teaching notes</li> </ul> <p>The set contains 17 tubes of 1g each of the following amino acids:</p> <ul> <li>L-Alanine</li> <li>L-Arginine</li> <li>L-Asparagine</li> <li>L-Cystine</li> <li>L-Glutamic acid</li> <li>Glycine</li> <li>L-Histidine monohydrochloride</li> <li>L-Leucine</li> <li>L-Lysine monohydrochloride</li> <li>DL-Methionine</li> <li>DL-Phenylalanine</li> <li>L-Proline</li> <li>L-Serine</li> <li>L-Threonine</li> <li>L-Tryptophan</li> <li>L-Tyrosine</li> <li>L-Valine</li> </ul> | 92.8 | PK | FVRATE20 | 1
Biology | B8A01594 | INTRODUCTION TO ENZYMES KIT | <p><strong>Please note that none of our enzymes are to be considered as being of Food Grade Standard and are not fit for human consumption.&nbsp; They are only suitable for use in education.</strong></p> <p>This Introduction to Enzymes kit demonstrates the effects of pH and temperature and the specificity of enzymes. Emphasis is placed on good experimental technique and appropriate deductions from the results obtained.</p> <ul> <li>Suitable for GCSE or 'A' level</li> </ul> <p>Experiments included:</p> <ul> <li>Demonstrating enzyme activity</li> <li>Enzyme specificity</li> <li>The effect of pH</li> <li>The effect of temperature</li> </ul> <p>The Introduction to Enzymes Kit includes:</p> <ul> <li>Invertase 'Bioinvert'</li> <li>Amylase Working Solution</li> <li>Protease</li> <li>Sucrose</li> <li>DNS Reagent</li> <li>Starch</li> <li>Sodium Hydroxide</li> <li>Potassium Sodium Tartrae (+)</li> <li>Hydrochloric Acid - 0.5M</li> <li>Iodine - 1% Solution</li> <li>Exposed Film (1.5M x 3.5cm)</li> <li>Full instructions</li> </ul> <p>The Introduction to Enzymes kit contains sufficient materials for 30 students/student groups.</p> | 88.1 | KIT | FVRATE20 | 1
Biology | B8A01727 | Fungal Alpha Amylase.High Activity. | <p>Fungal Alpha Amylase - 50g</p> <p><strong>Please note that none of our enzymes are to be considered as being of Food Grade Standard and are not fit for human consumption.&nbsp; They are only suitable for use in education.</strong></p> <ul> <li>Working Concentration - 0.1 - 1%</li> <li>pH range - 3-6</li> <li>Temperature range - 20 - 60&deg;C</li> <li>Substrate - 2% Starch</li> <li>Product - Maltose</li> <li>Source - Aspergillus oryzae</li> <li>Contains reducing sugars</li> </ul> <p>It is good practice to store enzymes in a refrigerator (5&deg;C approx.). This should give a shelf life of 12 months without significant loss of activity.</p> <p>All enzymes, as supplied, should be considered as 100% (unless otherwise specified) for example:</p> <ul> <li>Cellulase is supplied as 2g powder - 1g in 100ml gives a 1% working solution</li> <li>Pectinase supplied as 100ml - 1ml diluted to 100ml gives a 1% solution</li> </ul> <p>Glossary:</p> <ul> <li>pH - Recommended range for maximum activity</li> <li>Temperature - recommended range for maximum activity</li> <li>Working Concentration - dilution of the Enzyme (as supplied) to this level should give an acceptable reaction time.</li> <li>Substrate - substance to be reacted with the Enzyme, and appropriate concentration</li> <li>Product - substance produced by breakdown of the substrate</li> <li>Source - origin of the Enzyme</li> </ul> | 11.65 | MGP | FVRATE20 | 1
Biology | B8A01740 | Enzyme - Bacterial Amylase | <p>Bacterial Amylase - 100ml</p> <p><strong>Please note that none of our enzymes are to be considered as being of Food Grade Standard and are not fit for human consumption.&nbsp; They are only suitable for use in education.</strong></p> <ul> <li>Working Concentration: 0.5 - 1%</li> <li>pH range: 4 - 8</li> <li>Temperature range: 20 - 60&deg;C</li> <li>Substrate: 2% Starch</li> <li>Product: Maltose, Dextrins</li> <li>Source: B. subtilis</li> <li>Contains reducing sugars</li> </ul> <p>It's good practice to store enzymes in a refrigerator (5&deg;C approx.). This should give a shelf life of 12 months without significant loss of activity.</p> <p>All enzymes, as supplied, should be considered as 100% (unless otherwise specified) for example:</p> <ul> <li>Cellulase is supplied as 2g powder - 1g in 100ml gives a 1% working solution</li> <li>Pectinase supplied as 100ml - 1ml diluted to 100ml gives a 1% solution.</li> </ul> <p>Glossary:</p> <ul> <li>pH - Recommended range for maximum activity</li> <li>Temperature - recommended range for maximum activity</li> <li>Working Concentration - dilution of the Enzyme (as supplied) to this level should give an acceptable reaction time.</li> <li>Substrate - substance to be reacted with the Enzyme, and appropriate concentration</li> <li>Product - substance produced by breakdown of the substrate</li> <li>Source - origin of the Enzyme</li> </ul> | 6.85 | VMO | FVRATE20 | 1
Biology | B8A01752 | Enzyme - Amylase Working Solution | <p>Amylase Working Solution - 50ml</p> <p><strong>Please note that none of our enzymes are to be considered as being of Food Grade Standard and are not fit for human consumption.&nbsp; They are only suitable for use in education.</strong></p> <ul> <li>Working Concentration: 0.1 - 1%</li> <li>pH range: 3.5 - 5</li> <li>Working Temperature Range: 20-60&deg;C</li> <li>Optimum Temperature: 37&deg;C</li> <li>Substrate: 2% Starch</li> <li>Product: Maltose, Dextrins</li> <li>Source: Aspergillus sp.</li> <li>Contains reducing sugars.</li> </ul> <p>This enzyme is for use with the following kits:</p> <ul> <li>Introduction To Enzymes Kit (B8A01594)</li> <li>The Effect of Temperature on Enzymes Kit (B8R03299)</li> <li>The Effect of pH on Enzymes Kit (B8R03298)</li> </ul> <p>It's good practice to store enzymes in a refrigerator (5&deg;C approx.). This should give a shelf life of 12 months without significant loss of activity.</p> <p>All enzymes, as supplied, should be considered as 100% (unless otherwise specified) for example:</p> <ul> <li>Cellulase is supplied as 2g powder - 1g in 100ml gives a 1% working solution</li> <li>Pectinase supplied as 100ml - 1ml diluted to 100ml gives a 1% solution</li> </ul> <p>Glossary:</p> <ul> <li>pH - Recommended range for maximum activity</li> <li>Working Concentration - dilution of the Enzyme (as supplied) to this level should give an acceptable reaction time.</li> <li>Substrate - substance to be reacted with the Enzyme, and appropriate concentration</li> <li>Product - substance produced by breakdown of the substrate</li> <li>Source - origin of the Enzyme</li> </ul> | 11.65 | VMN | FVRATE20 | 1
Biology | B8A01776 | Cellulase | <p>Cellulase - 2g</p> <p><strong>Please note that none of our enzymes are to be considered as being of Food Grade Standard and are not fit for human consumption.&nbsp; They are only suitable for use in education.</strong></p> <ul> <li>Working Concentration: 1%</li> <li>pH range: 5.5</li> <li>Temperature: 25&deg;C</li> <li>Substrate: 1% Carboxymethyl</li> <li>Product: Glucose</li> <li>Source: Aspergillus sp.</li> </ul> <p>It's good practice to store enzymes in a refrigerator (5&deg;C approx.). This should give a shelf life of 12 months without significant loss of activity.</p> <p>All enzymes, as supplied, should be considered as 100% (unless otherwise specified) for example:</p> <ul> <li>Cellulase is supplied as 2g powder - 1g in 100ml gives a 1% working solution</li> <li>Pectinase supplied as 100ml - 1ml diluted to 100ml gives a 1% solution</li> </ul> <p>Glossary:</p> <ul> <li>pH - Recommended range for maximum activity</li> <li>Temperature - recommended range for maximum activity</li> <li>Working Concentration - dilution of the Enzyme (as supplied) to this level should give an acceptable reaction time.</li> <li>Substrate - substance to be reacted with the Enzyme, and appropriate concentration</li> <li>Product - substance produced by breakdown of the substrate</li> <li>Source - origin of the Enzyme</li> </ul> | 57.45 | MGC | FVRATE20 | 1
Biology | B8A01788 | Diastase | <p>Diastase (from Malt) - 100g</p> <p><strong>Please note that none of our enzymes are to be considered as being of Food Grade Standard and are not fit for human consumption.&nbsp; They are only suitable for use in education.</strong></p> <ul> <li>Working Concentration: 1 - 2%</li> <li>pH range: 3.5 - 5</li> <li>Temperature range: 20 - 60&deg;C</li> <li>Substrate: 2% Starch</li> <li>Product: Maltose, Dextrins</li> <li>Source: Malt</li> <li>Contains approximately 20% reducing sugars</li> </ul> <p>The substrate must be boiled to break down starch granules.</p> <p>It's good practice to store enzymes in a refrigerator (5&deg;C approx.). This should give a shelf life of 12 months without significant loss of activity.</p> <p>All enzymes, as supplied, should be considered as 100% (unless otherwise specified) for example:</p> <ul> <li>Cellulase is supplied as 2g powder - 1g in 100ml gives a 1% working solution</li> <li>Pectinase supplied as 100ml - 1ml diluted to 100ml gives a 1% solution</li> </ul> <p>Glossary:</p> <ul> <li>pH - Recommended range for maximum activity</li> <li>Temperature - recommended range for maximum activity</li> <li>Working Concentration - dilution of the Enzyme (as supplied) to this level should give an acceptable reaction time.</li> <li>Substrate - substance to be reacted with the Enzyme, and appropriate concentration</li> <li>Product - substance produced by breakdown of the substrate</li> <li>Source - origin of the Enzyme</li> </ul> | 14.95 | EA | FVRATE20 | 1
Biology | B8A01806 | Invertase | <p>Invertase - 50ml</p> <p><strong>Please note that none of our enzymes are to be considered as being of Food Grade Standard and are not fit for human consumption.&nbsp; They are only suitable for use in education.</strong></p> <ul> <li>Working Concentration: 1 - 2 %</li> <li>pH range: 4 - 6.5</li> <li>Temperature range: 40 - 65&deg;C</li> <li>Substrate: 5% Sucrose</li> <li>Product: Glucose &amp; Fructose</li> <li>Source: Yeast</li> </ul> <p>It's good practice to store enzymes in a refrigerator (5&deg;C approx.). This should give a shelf life of 12 months without significant loss of activity.</p> <p>All enzymes, as supplied, should be considered as 100% (unless otherwise specified) for example:</p> <ul> <li>Cellulase is supplied as 2g powder - 1g in 100ml gives a 1% working solution</li> <li>Pectinase supplied as 100ml - 1ml diluted to 100ml gives a 1% solution</li> </ul> <p>Glossary:</p> <ul> <li>pH - Recommended range for maximum activity</li> <li>Temperature - recommended range for maximum activity</li> <li>Working Concentration - dilution of the Enzyme (as supplied) to this level should give an acceptable reaction time.</li> <li>Substrate - substance to be reacted with the Enzyme, and appropriate concentration</li> <li>Product - substance produced by breakdown of the substrate</li> <li>Source - origin of the Enzyme</li> </ul> | 15.7 | VMN | FVRATE20 | 1
Biology | B8A01829 | Lactase (B-Galactosidase) | <p>Lactase (&szlig;-Galactosidase) - 25ml</p> <p><strong>Please note that none of our enzymes are to be considered as being of Food Grade Standard and are not fit for human consumption.&nbsp; They are only suitable for use in education.</strong></p> <ul> <li>Working Concentration: 1 - 2 %</li> <li>pH range: 6.5 - 8</li> <li>Temperature range: 35 - 50&deg;C</li> <li>Substrate: 5% Lactose</li> <li>Product: Glucose &amp; Galactose</li> <li>Source: Yeast</li> </ul> <p>It's good practice to store enzymes in a refrigerator (5&deg;C approx.). This should give a shelf life of 12 months without significant loss of activity.</p> <p>All enzymes, as supplied, should be considered as 100% (unless otherwise specified) for example:</p> <ul> <li>Cellulase is supplied as 2g powder - 1g in 100ml gives a 1% working solution</li> <li>Pectinase supplied as 100ml - 1ml diluted to 100ml gives a 1% solution</li> </ul> <p>Glossary:</p> <ul> <li>pH - Recommended range for maximum activity</li> <li>Temperature - recommended range for maximum activity</li> <li>Working Concentration - dilution of the Enzyme (as supplied) to this level should give an acceptable reaction time.</li> <li>Substrate - substance to be reacted with the Enzyme, and appropriate concentration</li> <li>Product - substance produced by breakdown of the substrate</li> <li>Source - origin of the Enzyme</li> </ul> | 13.55 | VMK | FVRATE20 | 1
Biology | B8A01831 | Lipase | <p>Lipase - 25g</p> <p><strong>Please note that none of our enzymes are to be considered as being of Food Grade Standard and are not fit for human consumption.&nbsp; They are only suitable for use in education.</strong></p> <ul> <li>Working Concentration: 5%</li> <li>pH range: 6 - 9</li> <li>Temperature range: 20 - 50&deg;C</li> <li>Substrate: Whole milk or glycerol triacetate</li> <li>Product: Acetic acid and Free fatty acids</li> <li>Source: Porcine pancreas</li> </ul> <p>It's good practice to store enzymes in a refrigerator (5&deg;C approx.). This should give a shelf life of 12 months without significant loss of activity.</p> <p>All enzymes, as supplied, should be considered as 100% (unless otherwise specified) for example:</p> <ul> <li>Cellulase is supplied as 2g powder - 1g in 100ml gives a 1% working solution</li> <li>Pectinase supplied as 100ml - 1ml diluted to 100ml gives a 1% solution</li> </ul> <p>Glossary:</p> <ul> <li>pH - Recommended range for maximum activity</li> <li>Temperature - recommended range for maximum activity</li> <li>Working Concentration - dilution of the Enzyme (as supplied) to this level should give an acceptable reaction time.</li> <li>Substrate - substance to be reacted with the Enzyme, and appropriate concentration</li> <li>Product - substance produced by breakdown of the substrate</li> <li>Source - origin of the Enzyme</li> </ul> | 20.55 | MGM | FVRATE20 | 1
Biology | B8A01843 | Pancreatin | <p>Pancreatin - 100g</p> <p><strong>Please note that none of our enzymes are to be considered as being of Food Grade Standard and are not fit for human consumption.&nbsp; They are only suitable for use in education.</strong></p> <ul> <li>Working Concentration: 1 - 2%</li> <li>pH range: 5.5 - 8.5</li> <li>Temperature range: 20 - 50&deg;C</li> <li>Substrate: Various</li> <li>Product: Various</li> <li>Source: Porcine pancreas</li> <li>Contains proteases, lipases, amylases</li> </ul> <p>It's good practice to store enzymes in a refrigerator (5&deg;C approx.). This should give a shelf life of 12 months without significant loss of activity.</p> <p>All enzymes, as supplied, should be considered as 100% (unless otherwise specified) for example:</p> <ul> <li>Cellulase is supplied as 2g powder - 1g in 100ml gives a 1% working solution</li> <li>Pectinase supplied as 100ml - 1ml diluted to 100ml gives a 1% solution</li> </ul> <p>Glossary:</p> <ul> <li>pH - Recommended range for maximum activity</li> <li>Temperature - recommended range for maximum activity</li> <li>Working Concentration - dilution of the Enzyme (as supplied) to this level should give an acceptable reaction time.</li> <li>Substrate - substance to be reacted with the Enzyme, and appropriate concentration</li> <li>Product - substance produced by breakdown of the substrate</li> <li>Source - origin of the Enzyme</li> </ul> | 46.55 | EA | FVRATE20 | 1
Biology | B8A01867 | Pectinase Commercial Grade. | <p>Pectinase - 100ml</p> <p><strong>Please note that none of our enzymes are to be considered as being of Food Grade Standard and are not fit for human consumption.&nbsp; They are only suitable for use in education.</strong></p> <ul> <li>Working Concentration: 0.1 - 1%</li> <li>pH range: 2 - 9</li> <li>Temperature range: 20 - 75&deg;C</li> <li>Substrate: Fruit pulp, 2 - 4% pectin</li> <li>Source: Aspergillus app.</li> <li>Commercial grade liquid</li> </ul> <p>It's good practice to store enzymes in a refrigerator (5&deg;C approx.). This should give a shelf life of 12 months without significant loss of activity.</p> <p>All enzymes, as supplied, should be considered as 100% (unless otherwise specified) for example:</p> <ul> <li>Cellulase is supplied as 2g powder - 1g in 100ml gives a 1% working solution</li> <li>Pectinase supplied as 100ml - 1ml diluted to 100ml gives a 1% solution</li> </ul> <p>Glossary:</p> <ul> <li>pH - Recommended range for maximum activity</li> <li>Temperature - recommended range for maximum activity</li> <li>Working Concentration - dilution of the Enzyme (as supplied) to this level should give an acceptable reaction time.</li> <li>Substrate - substance to be reacted with the Enzyme, and appropriate concentration</li> <li>Source - origin of the Enzyme</li> </ul> | 40.75 | VMO | FVRATE20 | 1
Biology | B8A01879 | Pepsin Powder. | <p>Pepsin - 50g</p> <p><strong>Please note that none of our enzymes are to be considered as being of Food Grade Standard and are not fit for human consumption.&nbsp; They are only suitable for use in education.</strong></p> <ul> <li>Working Concentration: 1 - 2%</li> <li>pH range: 2 - 4.5</li> <li>Temperature range: 30 - 70&deg;C</li> <li>Substrate: Exposed film, skimmed milk or other protein suspensions</li> <li>Product: Peptides and Amino Acid's</li> <li>Source: Porcine stomach</li> </ul> <p>It's good practice to store enzymes in a refrigerator (5&deg;C approx.). This should give a shelf life of 12 months without significant loss of activity.</p> <p>All enzymes, as supplied, should be considered as 100% (unless otherwise specified) for example:</p> <ul> <li>Cellulase is supplied as 2g powder - 1g in 100ml gives a 1% working solution</li> <li>Pectinase supplied as 100ml - 1ml diluted to 100ml gives a 1% solution</li> </ul> <p>Glossary:</p> <ul> <li>pH - Recommended range for maximum activity</li> <li>Temperature - recommended range for maximum activity</li> <li>Working Concentration - dilution of the Enzyme (as supplied) to this level should give an acceptable reaction time.</li> <li>Substrate - substance to be reacted with the Enzyme, and appropriate concentration</li> <li>Product - substance produced by breakdown of the substrate</li> <li>Source - origin of the Enzyme</li> </ul> | 12.45 | MGP | FVRATE20 | 1
Biology | B8A01892 | Pepsin Stock Solution 10% W/V. | <p>Pepsin stock solution - 100ml</p> <p><strong>Please note that none of our enzymes are to be considered as being of Food Grade Standard and are not fit for human consumption.&nbsp; They are only suitable for use in education.</strong></p> <ul> <li>Working Concentration: 10%</li> <li>pH range: 2 - 4.5</li> <li>Temperature range: 30 - 70&deg;C</li> <li>Substrate: Exposed film, skimmed milk or other protein suspensions</li> <li>Product: Peptides and Amino Acid's</li> <li>Source: Porcine Stomach</li> </ul> <p>It's good practice to store enzymes in a refrigerator (5&deg;C approx.). This should give a shelf life of 12 months without significant loss of activity.</p> <p>All enzymes, as supplied, should be considered as 100% (unless otherwise specified) for example:</p> <ul> <li>Cellulase is supplied as 2g powder - 1g in 100ml gives a 1% working solution</li> <li>Pectinase supplied as 100ml - 1ml diluted to 100ml gives a 1% solution</li> </ul> <p>Glossary:</p> <ul> <li>pH - Recommended range for maximum activity</li> <li>Temperature - recommended range for maximum activity</li> <li>Working Concentration - dilution of the Enzyme (as supplied) to this level should give an acceptable reaction time.</li> <li>Substrate - substance to be reacted with the Enzyme, and appropriate concentration</li> <li>Product - substance produced by breakdown of the substrate</li> <li>Source - origin of the Enzyme</li> </ul> | 19.9 | VMO | FVRATE20 | 1
Biology | B8A01909 | Protease Bacterial. | <p>Bacterial Protease - 100g</p> <p><strong>Please note that none of our enzymes are to be considered as being of Food Grade Standard and are not fit for human consumption.&nbsp; They are only suitable for use in education.</strong></p> <ul> <li>Working Concentration: 1 - 2%</li> <li>pH range: 5.5 - 7.5</li> <li>Temperature range: 30 - 60&deg;C</li> <li>Substrate: Exposed film, skimmed milk or other protein suspensions</li> <li>Product: Amino Acids</li> </ul> <p>It's good practice to store enzymes in a refrigerator (5&deg;C approx.). This should give a shelf life of 12 months without significant loss of activity.</p> <p>All enzymes, as supplied, should be considered as 100% (unless otherwise specified) for example:</p> <ul> <li>Cellulase is supplied as 2g powder - 1g in 100ml gives a 1% working solution</li> <li>Pectinase supplied as 100ml - 1ml diluted to 100ml gives a 1% solution</li> </ul> <p>Glossary:</p> <ul> <li>pH - Recommended range for maximum activity</li> <li>Temperature - recommended range for maximum activity</li> <li>Working Concentration - dilution of the Enzyme (as supplied) to this level should give an acceptable reaction time.</li> <li>Substrate - substance to be reacted with the Enzyme, and appropriate concentration</li> <li>Product - substance produced by breakdown of the substrate</li> <li>Source - origin of the Enzyme</li> </ul> | 22.95 | EA | FVRATE20 | 1
Biology | B8A01910 | Protease S.A. | <p>Protease SA - 50ml</p> <p><strong>Please note that none of our enzymes are to be considered as being of Food Grade Standard and are not fit for human consumption.&nbsp; They are only suitable for use in education.</strong></p> <ul> <li>Working Concentration: 0.2 - 1%</li> <li>pH range: 5 - 9.5</li> <li>Temperature range: 30 - 70&deg;C</li> <li>Substrate - Exposed film, skimmed milk or other protein suspensions</li> <li>Product - Amino Acids</li> <li>Source - B.licheniformis</li> </ul> <p>For use with our Introduction To Enzymes Kit (B8A01594)</p> <p>It's good practice to store enzymes in a refrigerator (5&deg;C approx.). This should give a shelf life of 12 months without significant loss of activity.</p> <p>All enzymes, as supplied, should be considered as 100% (unless otherwise specified) for example:</p> <ul> <li>Cellulase is supplied as 2g powder - 1g in 100ml gives a 1% working solution</li> <li>Pectinase supplied as 100ml - 1ml diluted to 100ml gives a 1% solution</li> </ul> <p>Glossary:</p> <ul> <li>pH - Recommended range for maximum activity</li> <li>Temperature - recommended range for maximum activity</li> <li>Working Concentration - dilution of the Enzyme (as supplied) to this level should give an acceptable reaction time.</li> <li>Substrate - substance to be reacted with the Enzyme, and appropriate concentration</li> <li>Product - substance produced by breakdown of the substrate</li> <li>Source - origin of the Enzyme</li> </ul> | 19.3 | VMN | FVRATE20 | 1
Biology | B8A01922 | Rennet - Food Grade | <p>Rennet (Rennilase) - 50ml</p> <p><strong>Please note that none of our enzymes are to be considered as being of Food Grade Standard and are not fit for human consumption.&nbsp; They are only suitable for use in education.</strong></p> <ul> <li>Working Concentration: 0.05 - 0.1%</li> <li>pH range: 5.5 - 6.5</li> <li>Temperature range: 30 - 50&deg;C</li> <li>Substrate: Fresh milk</li> <li>Product: Caseinogen, forms casein</li> <li>Source: Fungal, Rhizmucor miehei</li> </ul> <p>A milk clotting agent. Casein binds with calcium to form casinate causing milk to gel</p> <p>It's good practice to store enzymes in a refrigerator (5&deg;C approx.). This should give a shelf life of 12 months without significant loss of activity.</p> <p>All enzymes, as supplied, should be considered as 100% (unless otherwise specified) for example:</p> <ul> <li>Cellulase is supplied as 2g powder - 1g in 100ml gives a 1% working solution</li> <li>Pectinase supplied as 100ml - 1ml diluted to 100ml gives a 1% solution</li> </ul> <p>Glossary:</p> <ul> <li>pH - Recommended range for maximum activity</li> <li>Temperature - recommended range for maximum activity</li> <li>Working Concentration - dilution of the Enzyme (as supplied) to this level should give an acceptable reaction time.</li> <li>Substrate - substance to be reacted with the Enzyme, and appropriate concentration</li> <li>Product - substance produced by breakdown of the substrate</li> <li>Source - origin of the Enzyme</li> </ul> | 8.45 | VMN | FVRATE20 | 1
Biology | B8A01969 | Trypsin | <p>Trypsin - 25g</p> <p><strong>Please note that none of our enzymes are to be considered as being of Food Grade Standard and are not fit for human consumption.&nbsp; They are only suitable for use in education.</strong></p> <ul> <li>Working Concentration: 0.1 - 1%</li> <li>pH range: 5 - 10.5</li> <li>Temperature range: 20 - 65&deg;C</li> <li>Substrate: Protein solutions</li> <li>Product: Peptides and Amino Acids</li> <li>Source: Porcine pancreas</li> </ul> <p>It's good practice to store enzymes in a refrigerator (5&deg;C approx.). This should give a shelf life of 12 months without significant loss of activity.</p> <p>All enzymes, as supplied, should be considered as 100% (unless otherwise specified) for example:</p> <ul> <li>Cellulase is supplied as 2g powder - 1g in 100ml gives a 1% working solution</li> <li>Pectinase supplied as 100ml - 1ml diluted to 100ml gives a 1% solution</li> </ul> <p>Glossary:</p> <ul> <li>pH - Recommended range for maximum activity</li> <li>Temperature - recommended range for maximum activity</li> <li>Working Concentration - dilution of the Enzyme (as supplied) to this level should give an acceptable reaction time.</li> <li>Substrate - substance to be reacted with the Enzyme, and appropriate concentration</li> <li>Product - substance produced by breakdown of the substrate</li> <li>Source - origin of the Enzyme</li> </ul> | 32.95 | MGM | FVRATE20 | 1
Biology | B8A01983 | Urease Tablets - Source Jackbeans | <p>Urease tablets - Pack of 10</p> <p><strong>Please note that none of our enzymes are to be considered as being of Food Grade Standard and are not fit for human consumption.&nbsp; They are only suitable for use in education.</strong></p> <ul> <li>Working Concentration: 1 - 2%</li> <li>pH range: 6 - 9</li> <li>Temperature range: 20 - 70&deg;C</li> <li>Substrate: 1 - 2% Urea</li> <li>Product: Ammonia and CO2</li> <li>Source: Jackbeans</li> </ul> <p>It's good practice to store enzymes in a refrigerator (5&deg;C approx.). This should give a shelf life of 12 months without significant loss of activity.</p> <p>All enzymes, as supplied, should be considered as 100% (unless otherwise specified) for example:</p> <ul> <li>Cellulase is supplied as 2g powder - 1g in 100ml gives a 1% working solution</li> <li>Pectinase supplied as 100ml - 1ml diluted to 100ml gives a 1% solution</li> </ul> <p>Glossary:</p> <ul> <li>pH - Recommended range for maximum activity</li> <li>Temperature - recommended range for maximum activity</li> <li>Working Concentration - dilution of the Enzyme (as supplied) to this level should give an acceptable reaction time.</li> <li>Substrate - substance to be reacted with the Enzyme, and appropriate concentration</li> <li>Product - substance produced by breakdown of the substrate</li> <li>Source - origin of the Enzyme</li> </ul> | 21.6 | P10 | FVRATE20 | 1
Biology | B8A01995 | Exposed Film | <p>A roll of exposed film which can be used as a substrate in proteolytic enzyme experiments.</p> <ul> <li>Supplied as 1.5M strip</li> <li>Width: 3.5cm</li> </ul> <p>Can be used as a refill for the following Philip Harris kits:</p> <ul> <li>Introduction to Enzymes Kit (B8A01594)</li> <li>Enzyme Project Pack - Trypsin (B8G90349)</li> <li>Enzyme Project Pack - Pepsin (B8G90338)</li> </ul> | 8.15 | PK | FVRATE20 | 1
Biology | B8A02019 | Enzymes Set | <p><strong>Please note that none of our enzymes are to be considered as being of Food Grade Standard and are not fit for human consumption.&nbsp; They are only suitable for use in education.</strong></p> <p>Our Enzymes Set is a collection of eight tubes containing 10g each of the following enzymes:</p> <ul> <li>Amylase</li> <li>Diastase</li> <li>Invertase</li> <li>Lipase</li> <li>Pancreatin</li> <li>Pepsin</li> <li>Trypsin</li> <li>Urease</li> </ul> <p>Includes full teaching notes</p> | 71.6 | PK | FVRATE20 | 1
Biology | B8A02021 | Enzyme Buffers Ph 2.8 | <p>Concentrated Enzyme Buffer Solutions as used in enzymology kits. </p> <ul> <li>pH 2.8 buffer - 50ml</li> <li>5 x concentrate</li> <li>Dilution required - 1:4</li> </ul> | 6.05 | VMN | FVRATE20 | 1
Biology | B8A02045 | Enzyme Buffers Ph 4.7 | <p>Concentrated Enzyme Buffer Solutions as used in enzymology kits. </p> <ul> <li>pH 4.7 buffer - 50ml</li> <li>5 x concentrate</li> <li>Dilution required - 1:4</li> </ul> | 6.1 | VMN | FVRATE20 | 1
Biology | B8A02057 | Enzyme Buffers Ph 6.5 | <p>Concentrated Enzyme Buffer Solutions as used in enzymology kits. </p> <ul> <li>pH 6.5 buffer - 50ml</li> <li>5 x concentrate</li> <li>Dilution required - 1:4</li> </ul> | 6.2 | VMN | FVRATE20 | 1
Biology | B8A02069 | Enzyme Buffers Ph 7.0 | <p>Concentrated Enzyme Buffer Solutions as used in enzymology kits. </p> <ul> <li>pH 7.0 buffer - 50ml</li> <li>5 x concentrate</li> <li>Dilution required - 1:4</li> </ul> | 5.35 | VMN | FVRATE20 | 1
Biology | B8A02082 | ANTIBODIES IN SALIVA KIT | <p>This kit enables students to identify quantitatively naturally occurring antibodies (immunoglobulin A) in their saliva. These antibodies are the important first line of defence against infections of all kinds and are responsible for attacking pathogens in 'external' body environments. The principle of immunodiffusion - diffusion of saliva through an agar gel containing antiserum is employed to detect the antibody.</p> <p><strong>Please Note - Our Antibodies in Saliva Kit is only suitable for use in education</strong></p> <ul> <li>Suitable for 'A' level and college students.</li> </ul> <p>The Antibodies in Saliva Kit contains:</p> <ul> <li>Sodium chloride</li> <li>20 x Petri dishes</li> <li>Filter papers</li> <li>Buffered agar medium</li> <li>Anti-IgA serum</li> <li>Coomassie stain</li> <li>Microdroppers</li> <li>Sample boat</li> <li>Full instructions</li> </ul> <p>The kit contains sufficient materials for 20 students/student groups.</p> <p>The buffered agar medium (B8A02100) &amp; Anti-IgA serum (B8A02136) are also available to order separately.</p> <p>The following additional materials or equipment are required:</p> <ul> <li>Water Bath (B8R06048)</li> <li>Cork Borer (B8A83550)</li> <li>Plastic Container (B8A83732)</li> <li>Disposable Dropper / Syringe (B8B93215)</li> <li>Graph Paper (B8R04348)</li> </ul> | 91.55 | KIT | FVRATE20 | 1
Biology | B8A02136 | Anti Human Ig A Serum | <p>Anti human -lg A Serum - 2ml </p> <ul> <li>For use with our Antibodies in Saliva Kit (B8A02082).</li> </ul> | 56.45 | VMC | FVRATE20 | 1
Biology | B8A02159 | Glucose Testing Strip | <p>Glucose Testing Strips which give a qualitative determination of glucose content in urine.&nbsp; The sticks will give a colour change to indicate the presence or absence of Glucose in the test sample.</p> <p>These test strips have been specifically designed for sample and urine testing.&nbsp; In practice they have been adopted for educational use because of their simplicity and convenience.</p> <p>Just dip a strip into a test solution and wait a short while for the result.</p> <ul> <li>Pack of 50 Strips</li> </ul> <p><em>Please not these strips are not suitable for clinical or diagnostic purposes and should only be used in education to carry out Glucose Testing.</em></p> | 10.65 | P50 | FVRATE20 | 1
Biology | B8A02161 | Glucose Testing Strips | <p>Glucose Testing Strips which give a semi-quantitative determination of the glucose content in urine. &nbsp;The sticks will give a colour change to indicate the amount of Glucose in the test sample.</p> <p>These test strips have been specifically designed for sample and urine testing.&nbsp; In practice they have been adopted for educational use because of their simplicity and convenience.</p> <p>Just dip a strip into a test solution and wait a short while for the result.</p> <ul> <li>Pack of 50 Strips</li> </ul> <p><em>Please not these strips are for use in education and are therefore not suitable for clinical or diagnostic purposes.</em></p> | 8.15 | P50 | FVRATE20 | 1
Biology | B8A02185 | Protein Testing Strips | <p>Protein (mainly albumen) in urine testing strips.</p> <p>These test strips have been specifically designed for urine testing. In practice they have been adopted for educational use because of their simplicity and convenience.</p> <p>Just dip a strip into a test solution and wait a short while for the result.</p> <ul> <li>Pack of 50 Strips</li> </ul> <p><em>Please not these strips are for use in education and are therefore not suitable for clinical or diagnostic purposes.</em></p> | 11.5 | P50 | FVRATE20 | 1
Biology | B8A02410 | Glass Manometer Tube | <p>Glass Manometer Tube for the construction of a simple respirometer. The tube is mounted on a clear acrylic panel by a locking bar, allowing graph paper to be mounted behind the manometer.</p> <ul> <li>Dimensions: (H)140mm x (W)70mm</li> <li>Capillary bore: 2mm</li> </ul> <p>Coloured solution is not included - diluted food colouring should be used.</p> | 19.59 | EA | FVRATE20 | 1
Biology | B8A02501 | Nucleic Acid Biobits Kit | <p>In this Nucleic Acid Biobits Kit, the Phospho-ribose and Phospho-deoxyribose units forming the backbone of RNA and DNA are represented by flexible PVC tubing which is reinforced with wire and punched to receive the purines and pyrimidines. These bases are moulded so that they fit easily into the backbone and can simply be joined by the hydrogen bonds.</p> <p>The general kit contains enough components for the construction of transfer RNA and of DNA and RNA double helices.</p> <p>The colour coding clearly shows the A-T, G-C and A-U base pairing, thus the principles of replication and transcription to RNA are easily demonstrated.</p> <ul> <li>Supplied with full instruction booklet.</li> </ul> <p>Also available as a smaller pre-assembled model (B8A02574).</p> | 348.15 | KIT | FVRATE20 | 1
Biology | B8A02574 | Pre built DNA Helix 24 Layers | <p>Manufactured by skilled staff at our own facility, this highly popular model shows approximately three complete turns of the helix made from the Nucleic Acid Biobits components.</p> <p>It clearly shows base pairing and transcription to a short strand of RNA.</p> <ul> <li>Mounted on stand and supplied with booklet</li> <li>Can be dismantled</li> <li>Dimensions: 300mm x 85mm</li> </ul> | 109.35 | KIT | FVRATE20 | 1
Biology | B8A02756 | Chromosome Staining Kit | <p><strong>*Please note that our Chromosome Staining kit is only suitable for use in education.&nbsp; It is not suitable for diagnostic or clinical use.*</strong></p> <p>This kit is designed to complement the book Investigating Chromosomes by Dr. A. F. Dyer of the Department of Botany, University of Edinburgh, by providing the necessary basic chemicals and equipment for ten students (or ten pairs of students) to make their own preparations from living organisms. The technique described is straightforward and has been evolved by Dr. Dyer to provide good results 'first-time'. Although onion seeds are provided with the kit, students will benefit from investigating other material.</p> <p>The kit contents include:</p> <ul> <li>Onion Seeds</li> <li>Glycerol Albumen</li> <li>Lacto Propionic Orcein Solution</li> <li>Chromosome Fixative</li> </ul> <p>Additional items required are as follows (not included):</p> <ul> <li>10 x petri dishes</li> <li>Filter paper (to line petri dishes)</li> <li>Access to a water bath at 60&deg;C</li> </ul> | 144.2 | KIT | FVRATE20 | 1
Biology | B8A02768 | Lacto Propionic Orcein Stain 100ml | <p>Lacto Propionic Orcein Stain, 100ml </p> <ul> <li>Hazard: H314, H318, H335</li> <li>Precaution: P260, P280, P301+330+331, P303+361+353, P304+340, P305+351+338</li> </ul> <p>Can be used as a refill for our Chromosome Staining Kit (B8R02756) </p> | 14.25 | VMO | FVRATE20 | 1
Biology | B8A02847 | Gene Regulation Kit | <p>Not every cell in the body is alike. Genes may be switched 'on' or 'off' in different cells so that a muscle cell, for instance, is different from an epidermal cell. This kit examines the mechanism by which a particular gene in the bacterium Escherichia Coli, coding for the enzyme b-galactosidase, is turned 'on' in the presence of lactose. This is the gene studied in the 1950's and 60's by Jacques Monod and Fran&ccedil;ois Jacob and led to the generally accepted Jacob-Monod model of gene regulation.</p> <p>The kit is an ideal introduction to this complex subject at 'A' level &amp; contains enough material for twenty students.</p> <p>The kit contains:</p> <ul> <li>3 x 50ml bottles of minimal medium</li> <li>1 x 5ml bottle of 5% glucose solution</li> <li>1 x 5ml bottle of 5% lactose solution</li> <li>1 x 5ml bottle of glucose &amp; lactose solution</li> <li>0.3g O-NPG (O-nitrophenyl-beta-D-galactopyranoside)</li> <li>1 x E-Coli culture</li> </ul> <p>Additional materials required (not included):</p> <ul> <li>Test tubes (3 per student)</li> <li>4 x pipettes</li> <li>Access to a 37&deg;C water bath or incubator</li> </ul> | 100.15 | EA | FVRATE20 | 1
Biology | B8A03530 | Drosophila Wild Type X White Eye Small | <p>Drosophila melanogaster (fruit fly) can be used to illustrate simple Mendelian ratios and linkage in Genetics.</p> <p>Our Drosophila small value pack contains:</p> <ul> <li>1 x small stock cultures of Wild Type Drosophila melanogaster, produces 60-70 flies</li> <li>1 x small stock culture of White Eye Drosophila melanogaster, produces 60-70 flies</li> <li>10 x breeding tubes containing food.</li> <li>Instruction leaflet included.</li> </ul> <p>Also available as a large value pack (B8A03542).</p> | 53.45 | EA | FVRATE20 | 1
Biology | B8A03876 | Ready Mix Dried Food For Drosphila 1Kg | <p>A complete ready mix dried culture medium for Drosophila melanogaster which is quickly made up by the addition of water and a granule of yeast. A mould inhibitor is incorporated and the need for autoclaving is eliminated. </p> <p>Each 100g pack contains: </p> <ul> <li>Sufficient medium for 20 tubes or 5 x 150cm³ bottles</li> <li>A packet of dried active yeast.</li> </ul> | 21.5 | KG | FVRATE20 | 1
Biology | B8A04662 | Cell Print Set | <p>This Cell Print Set comprises of twelve specially selected electron micrographs highlighting the main ultrastructural features of plant and animal cells. Key features are labelled randomly A, B, C etc making the set ideal for both teaching purposes and testing knowledge of ultrastructural details. </p> <p>Excellent for GCSE & A-Level Biology </p> <ul> <li>Compiled by Dr. A. W. Robards, Department of Biology, University of York.</li> <li>High quality.</li> <li>Print dimensions: 259mm x 203mm</li> </ul> | 6.29 | PK | FVRATE20 | 1
Biology | B8A04959 | PLANT STRUCTURE 1 ANGIOSPERMS MICROSLIDE | <p>A set of eighteen microscope slides demonstrating important structures and processes in angiosperm plants, suitable for most advanced courses. </p> <p>The set includes: </p> <ul> <li>Ranunculus, T.S. mature root</li> <li>Zea mays, T.S. root</li> <li>Allium, L.S. root tip for mitosis</li> <li>Cucurbita, T.S. Is stem</li> <li>Tilia annual ringed</li> <li>Zea, T.S. & L.S. stem</li> <li>Buxus, lower epidermis</li> <li>Ranunculus, L.S. flower</li> <li>Capsella, L.S. ovule</li> <li>Triticum germinating seed</li> <li>Stigma with pollen tube</li> <li>Pollen grains</li> <li>Ligustrum, T.S. leaf</li> <li>Vicia, young root hairs</li> <li>Lilium T.S. mature anthers pollen</li> <li>Ranunculus, T.S. stem</li> <li>Helianthus, T.S. stem old secondary thickening</li> <li>Zea, T.S. leaf</li> </ul> <p>Glossary: </p> <ul> <li>T.S. - Transverse Section</li> <li>L.S. - Longitudinal Section</li> </ul> <p>The product image shows Buxus, lower epidermis, showing the Stomata. </p> | 129.95 | KIT | FVRATE20 | 1
Biology | B8A04972 | ENVIRONMENTAL ADAPTIONS OF PLANTS. | <p>This Environmental Adaptations of Plants microscope slide set is a set of eighteen slides which have been assembled to demonstrate specific microscopic adaptations of plants to their environments and habitats, for example stinging cells of nettle, and photosynthetic tissue in C3 and C4 plants. </p> <p>The set includes: </p> <ul> <li>Crassulacean acid metabolism (CAM)</li> <li>C3 and C4 comparative leaf T.S. vascular</li> <li>Ficus (fig), sunken stomata</li> <li>Ammophila (Marram grass), T.S. leaf</li> <li>Erica (heather), Xerophyte leaf</li> <li>Drosera (sundew), W.M. leaf</li> <li>Urtica (nettles), T.S. stem stinging cells</li> <li>Solanum (potato)m T.S. storage stem</li> <li>Clematis (leather flower), climbing stem</li> <li>Potamogeton, hydrophyte</li> <li>Nymphaea (water lily), T.S. floating leaf</li> <li>Mesophyte and xerophyte leaf</li> <li>Dendrobium (orchid), aerial root</li> <li>Cuscuta (dodder), T.S. host to show haustoria</li> <li>Sambucus (elderberry), T.S. stem lenticel</li> <li>Sun and shade leaf, Fagus (beech)</li> <li>Pinguicula (Butterwort), T.S. leaf</li> <li>Pinus (pine), T.S. leaf</li> </ul> <p>Glossary: </p> <ul> <li>T.S. - Transverse Section</li> <li>W.M. - Whole Mount</li> </ul> <p>The product image shows Ammophila (Marram grass), T.S. leaf </p> | 145.4 | PK | FVRATE20 | 1
Biology | B8A04984 | Human Anatomy Set 2 | <p>This Human Anatomy microscope slide set has been assembled to provide a range of microslides suitable for use in Biology and Human Biology courses. Teaching notes explaining the broad/general features of the slides are included with this set. </p> <p>The set includes: </p> <ul> <li>Human blood, smear</li> <li>Phagocytosis in lung</li> <li>Artery and vein</li> <li>Trachea, T.S.</li> <li>Lung, thin section T.S.</li> <li>Joint, L.S.</li> <li>Bone, T.S.</li> <li>Striated muscle, teased</li> <li>Smooth muscle</li> <li>Tongue, V.S.</li> <li>Oesophagus, T.S.</li> <li>Stomach, T.S.</li> <li>Small intestine</li> <li>Colon, T.S.</li> <li>Plantar skin, V.S.</li> <li>Sweat glands</li> <li>Scalp with hair insertion, sebaceous glands</li> <li>Eye, V.S.</li> <li>Nerve cells from spinal cord</li> <li>Myelinated nerve fibres</li> <li>Spinal cord T.S.</li> <li>Ovary</li> <li>Testis</li> <li>Kidney, V.S. triple stained</li> <li>Kidney, L.S.</li> </ul> <p>Glossary: </p> <ul> <li>T.S. - Transverse Section</li> <li>L.S - Longitudinal Section</li> <li>V.S. - Vertical Section</li> </ul> <p>The product image shows Lung T.S. </p> | 177.55 | PK | FVRATE20 | 1
Biology | B8A04996 | HISTOLOGY 1 MICROSLIDE SET. | <p>This Histology microscope slide set comprises of twenty four prepared microscope slides which show a wide range of cells, tissues and organs throughout the human body presented in a slide box with lid.</p> <p>The set includes:</p> <ul> <li>Pseudostratified ciliated columnar epithelium of trachea</li> <li>Simple columnar epithelium</li> <li>Squamous epithelium</li> <li>Adipose tissue</li> <li>Compact bone</li> <li>Striated muscle, teased</li> <li>Nerve cells isolated</li> <li>Spinal cord</li> <li>Aorta, artery and vein</li> <li>Human blood smear</li> <li>Liver</li> <li>Pancreas</li> <li>Stomach</li> <li>Ileum</li> <li>Duodenum</li> <li>Human scalp</li> <li>Smooth muscle</li> <li>Kidney</li> <li>Ovary</li> <li>Rat testis</li> <li>Lung</li> <li>Injected small intestine</li> <li>Effector nerve ending</li> <li>Cardiac muscle</li> </ul> <p>The product image shows Compact Bone.</p> <p>An extension set is also available.&nbsp; Please see Prepared Microscope Slide Set: Histology II (B8A04996)</p> | 192.95 | KIT | FVRATE20 | 1
Biology | B8A05009 | Histology 2 Microslide Set | <p>This Histology microscope slide set comprises of twenty prepared microscope slides which show a wide range of cells, tissues and organs throughout the human body.</p> <p>The set is an excellent extension to our Histology Slide Set (B8A04996).</p> <p>The set includes:</p> <ul> <li>Areolar tissue</li> <li>Hyaline cartilage</li> <li>White fibrocartilage</li> <li>Compact bone,</li> <li>Striated muscle L.S.,</li> <li>Cerebrum Pituitary T.S.,</li> <li>Liver V.L.S.,</li> <li>Kidney - Injected,</li> <li>Lung L.S.,</li> <li>Lymph node Adrenal gland L.S. - Triple Stain</li> <li>Thyroid gland</li> <li>Peripheral nerve</li> <li>Heart - Entire, L.S.</li> <li>Colon</li> <li>Human plantar skin</li> <li>Ureter</li> <li>Sperm smear</li> <li>Oviduct</li> <li>Olfactory epithelium</li> <li>Cochlea</li> </ul> | 215.5 | PK | FVRATE20 | 1
Biology | B8A08199 | Human Anatomy Set 1 | <p>This Human Anatomy microscope slide set comprises of five microscope slides demonstrating a variety of tissues.</p> <p>The set includes:</p> <ul> <li>Cheek cells</li> <li>Aorta, T.S.</li> <li>Scalp, V.S.</li> <li>Blood smear</li> <li>Tooth, V.S.</li> </ul> <p>Glossary:</p> <ul> <li>T.S. - Transverse Section</li> <li>L.S. - Longitudinal Section</li> <li>V.S. - Vertical Section</li> </ul> <p>The product image shows Scalp V.S.</p> | 67.95 | PK | FVRATE20 | 1
Biology | B8A08655 | GRAM + VE AND -VE BACILLI. (B.3-03) | <p>An individual microscope slide showing Whole Mounts of Gram +ve and -ve Bacilli. </p> <ul> <li>Staining: Gram</li> </ul> | 12.35 | EA | FVRATE20 | 1
Biology | B8A08710 | Bacillus megatherium W.M. Gram | <p>An individual microscope slide showing a Whole Mount of Bacillus megaterium.</p> <ul> <li>Staining: Gram</li> </ul> | 7.1 | EA | FVRATE20 | 1
Biology | B8A08771 | ESCHERICHIA COLI (B.3-19) | <p>An individual microscope slide showing a Whole Mount of Escherichia coli.</p> <ul> <li>Staining: Gram</li> </ul> | 7.5 | EA | FVRATE20 | 1
Biology | B8A08916 | Mixed Protozoa Common Forms | <p>An individual microscope slide showing a mixed sample of common forms of protozoa, Whole Mounts. </p> <ul> <li>Staining: Haematoxylin</li> </ul> | 9.65 | EA | FVRATE20 | 1
Biology | B8A08928 | AMOEBA PROTEUS SELECTED SPECIMENS | <p>An individual microscope slide showing Whole Mounts of selected specimens of Amoeba proteus. </p> <ul> <li>Staining: Haematoxylin</li> </ul> | 7.5 | EA | FVRATE20 | 1
Biology | B8A08989 | EUGLENA VIRIDIS (Z.1-20) | <p>An individual microscope slide showing Euglena viridis. </p> <ul> <li>Staining: Careful differential - Haematoxylin</li> </ul> | 7.85 | EA | FVRATE20 | 1
Biology | B8A09179 | PARAMECIUM CAUDATUM (Z.1-30) | <p>An individual microscope slide showing a Whole Mount of Paramecium caudatum with careful differential staining. </p> | 7.4 | EA | FVRATE20 | 1
Biology | B8A09301 | Rhizopus Stolonifer with Sporangia | <p>An individual microscope slide showing a Whole Mount of Rhizopus stolonifer (bread mould) with sporangia. </p> <ul> <li>Staining: Haematoxylin</li> </ul> | 5.7 | EA | FVRATE20 | 1
Biology | B8A09325 | SACCHAROMYCES CEREVISAEBUDDING(B.2-300 | <p>An individual microscope slide showing Whole Mounts of Saccharomyces cerevisae (brewers yeast), budding cells. </p> <ul> <li>Staining: Haematoxylin & Eosin</li> </ul> | 6.8 | EA | FVRATE20 | 1
Biology | B8A09453 | PENICILLIUM SECTION WITH HYPHAE AND | <p>An individual microscope slide showing a selection of Penicillium on diosubstrate with hyphae and conidiospores. </p> <ul> <li>Staining: Safranin & Fast Green</li> </ul> | 9.65 | EA | FVRATE20 | 1
Biology | B8A09465 | Aspergillus SP. (Eurotium) Section ON | <p>An individual microscope slide showing a section of Aspergillus sp. on substrate with condiospores. </p> <ul> <li>Staining: Safranin & Fast Green</li> </ul> | 7.25 | EA | FVRATE20 | 1
Biology | B8A09854 | TAENIA PISIFORMIS CYSTICERCUS W.M. | <p>An individual microscope slide showing Taenia pisiformis cysticercus (Tapeworm larvae) scolex, either everted or still inverted but clearly visible. </p> <ul> <li>Staining: Acetic Alum Carmine</li> </ul> | 17.75 | EA | FVRATE20 | 1
Biology | B8A09866 | ECHINOCOCCUS GRANULOSUS W.M. (Z.4-330) | <p>An individual microscope slide showing a Whole Mount of an Echinococcus granulosus Tapeworm, showing scolex, young, mature and gravid proglottids. </p> <ul> <li>Staining: Acetic Alum Carmine</li> </ul> | 24.5 | EA | FVRATE20 | 1
Biology | B8A10157 | MITES. W.M. (Z.7-39) | <p>An individual microscope slide showing Whole Mounts of Mites. </p> | 7.8 | EA | FVRATE20 | 1
Biology | B8A10406 | ANOPHELES FEMALE ADULT MOUTHPARTS. W. | <p>An individual microscope slide showing a Whole Mount of the head of an female adult Anopheles (Mosquito), displaying the mouthparts. </p> | 8.9 | EA | FVRATE20 | 1
Biology | B8A10601 | CIMEX LECTULARIS W.M. (Z.7-840) | <p>An individual microscope slide showing a Whole Mount of a Cimex lectarius (bed bug), showing the mouthparts. </p> | 13.5 | EA | FVRATE20 | 1
Biology | B8A11277 | Ranunculus ts Mature Root with Metaxylem | <p>An individual microscope slide showing a Whole Mount of the mature root of a Buttercup (Ranunculus) with metaxylem. </p> <ul> <li>Staining: Botany Triple</li> </ul> | 7.9 | EA | FVRATE20 | 1
Biology | B8A11289 | Ranunculus ts Young Root with Protoxlyem | <p>An individual microscope slide showing the Transverse Section of a young root of Buttercup (Ranunculus) with protoxylem only. </p> <ul> <li>Staining: Botany Triple</li> </ul> | 7.05 | EA | FVRATE20 | 1
Biology | B8A11290 | RANUNCULUS ROOT TS PLASTIC EMBEDDED | <p>An individual microscope slide showing the Transverse Section of a Buttercup (Ranunculus) root. </p> <ul> <li>Specimen Type: Plastic Embedded</li> <li>Staining: Toluidine Blue</li> </ul> | 8.3 | EA | FVRATE20 | 1
Biology | B8A11332 | Vicia L.S Root Tip For Mitosis (B8-109) | <p>An individual microscope slide showing a Longitudinal Section of the root tip of a Broad Bean (Vicia faba) showing the stages of mitosis. </p> <ul> <li>Staining: Haematoxylin & Fast Green</li> </ul> | 7.1 | EA | FVRATE20 | 1
Biology | B8A11409 | Zea Mays T.S. Root (B8-150) | <p>An individual microscope slide showing a Transverse Section of a Maize (Zea mays) root. </p> <ul> <li>Staining: Safranin & Fast Green</li> </ul> | 7.4 | EA | FVRATE20 | 1
Biology | B8A11435 | ALLIUM ROOT TIP STAINED FOR MITOSIS | <p>An individual microscope slide showing a Longitudinal Section of an Onion (Allium) root tip which has been stained to show all stages of mitosis, and counterstained for contrast. </p> <ul> <li>Staining: Haematoxylin & Fast Green</li> </ul> | 9.05 | EA | FVRATE20 | 1
Biology | B8A11502 | HELIANTHUS T.S. STEM INTERFASCICULAR | <p>An individual microscope slide showing a Transverse Section of a Sunflower (Helianthus) stem with interfascicular cambium. </p> <ul> <li>Staining: Safranin & Fast Green</li> </ul> | 7.5 | EA | FVRATE20 | 1
Biology | B8A11526 | HELIANTHUS L.S. OLD STEM (B.8-204) | <p>An individual microscope slide showing a Longitudinal Section of a Sunflower (Helianthus) stem. </p> <ul> <li>Staining: Safranin & Fast Green</li> </ul> | 7.1 | EA | FVRATE20 | 1
Biology | B8A11538 | Helianthus T.S. and L.S. Stem | <p>An individual microscope slide showing both a Transverse Section and a Longitudinal Section of a Sunflower (Helianthus) stem for comparison. </p> <ul> <li>Staining: Safranin & Fast Green</li> </ul> | 10.5 | EA | FVRATE20 | 1
Biology | B8A11587 | Ranunculus T.S. Stem B.8-213 | <p>An individual microscope slide showing the Transverse Section of a Buttercup (Ranunculus) stem. </p> <ul> <li>Staining: Botany Triple</li> </ul> | 6.9 | EA | FVRATE20 | 1
Biology | B8A11848 | Zea T.S. And L.S. Stem B8-287 | <p>An individual microscope slide showing both Transverse & Longitudinal Sections of Maize (Zea) stem, for comparison. </p> <ul> <li>Staining: Safranin & Fast Green</li> </ul> | 7.4 | EA | FVRATE20 | 1
Biology | B8A11897 | LIGUSTRUM T.S. LEAF (B.8-300) | <p>An individual microscope slide showing the Transverse Section of a Privet (Ligustrum) leaf. </p> <ul> <li>Staining: Safranin & Fast Green</li> </ul> | 8.7 | EA | FVRATE20 | 1
Biology | B8A11939 | PRUNUS LAURO-CERASUS T.S. LEAF (B.8-302) | <p>An individual microscope slide showing the Transverse Section of a Cherry Laurel (Prunus lauro-cerasus) leaf. </p> <ul> <li>Staining: Safranin & Fast Green</li> </ul> | 5.25 | EA | FVRATE20 | 1
Biology | B8A11964 | Buxus Lower Epidermis Showing Stomata | <p>An individual microscope slide showing the Whole Mount of a lower epidermis from Buxus, or other alternative dicot, showing stomata. </p> <ul> <li>Staining: Haemotoxylin</li> </ul> | 11.55 | EA | FVRATE20 | 1
Biology | B8A11976 | Fagus Sections Of Sun And Shade Leaves | <p>An individual microscope slide showing sections from the leaves of the Beech (Fogus) tree. Sections are taken from a leaf in direct sunlight and from a shaded leaf for comparison. </p> <ul> <li>Staining: Safranin & Fast Green</li> </ul> | 10.7 | EA | FVRATE20 | 1
Biology | B8A12038 | HELIANTHUS T.S. LEAF (B.8-314) | <p>An individual microscope slide showing a Transverse Section of a Sunflower (Helianthus) leaf. </p> <ul> <li>Staining: Safranin & Fast Green</li> </ul> | 7.1 | EA | FVRATE20 | 1
Biology | B8A12154 | AMMOPHILA (PSAMMA) ARENARIA.T.S. | <p>An individual microscope slide showing a Transverse Section of xerophytic Marram Grass (Ammophila arenaria). </p> <ul> <li>Staining: Safranin & Fast Green</li> </ul> | 4.85 | EA | FVRATE20 | 1
Biology | B8A12166 | Zea Mays T.S. Leaf B8-371 | <p>An individual microscope slide showing the Transverse Section of a Zea mays (maize) leaf. </p> <ul> <li>Staining: Safranin & Fast Green</li> </ul> | 5.9 | EA | FVRATE20 | 1
Biology | B8A12178 | MONOCOT AND DICOT ROOT T.S. (B.8-500) | <p>An individual slide showing a cross section of a Monocot and dicot root side by side for comparison. </p> <ul> <li>Staining: Safranin & Fast Green</li> </ul> | 7.8 | EA | FVRATE20 | 1
Biology | B8A12189 | MONOCOT AND DICOT STEM.T.S. (B.8-525) | <p>An individual microscope slide showing a Transverse Section from both a Monocot and Dicot stem, for comparison. </p> <ul> <li>Staining: Safranin & Fast Green</li> </ul> | 7.6 | EA | FVRATE20 | 1
Biology | B8A12219 | MESOPHYTIC HYDROPHYTIC AND XEROPHYTIC | <p>An individual microscope slide showing sections of a Mesophytic, a Hydrophytic and a Xerophytic leaf. </p> <ul> <li>Staining: Botany Triple</li> </ul> | 10.8 | EA | FVRATE20 | 1
Biology | B8A12221 | Monocot and Dicot Leaf T.S. | <p>An individual microscope slide showing a Transverse Section from both a Monocot and dicot leaf for comparison. </p> <ul> <li>Staining: Safranin & Fast Green</li> </ul> | 7.6 | EA | FVRATE20 | 1
Biology | B8A12245 | C3 AND C4 LEAF TS COMPARATIVE MICROSLIDE | <p>An individual microscope slide showing a Transverse section of a C3 and C4 leaf. </p> <ul> <li>Staining: Safranin & Fast Green</li> </ul> | 9.85 | EA | FVRATE20 | 1
Biology | B8A12269 | RANUNCULUS L.S. FLOWER GENERAL FLORAL | <p>An individual microscope slide showing a Longitudinal Section of a Buttercup (Ranunculus) flower, displaying the general floral pattern. </p> <ul> <li>Staining: Botany Triple</li> </ul> | 9.85 | EA | FVRATE20 | 1
Biology | B8A12312 | LILIUM REGALE ANTHERST.S.EARLY PROPHAS | <p>An individual microscope slide showing a Transverse Section of anthers from the Lily (Lilium regale) during early prophase (showing the first meiotic division). </p> <ul> <li>Staining: Botany Triple</li> </ul> | 8.8 | EA | FVRATE20 | 1
Biology | B8A12324 | LILIUM REGALE ANTHERST.S. LATE PROPHAS | <p>An individual microscope slide showing a Transverse Section of the anthers from a Lily (Lilium regale) during late prophase (showing the first meiotic division). </p> <ul> <li>Staining: Botany Triple</li> </ul> | 8.15 | EA | FVRATE20 | 1
Biology | B8A12336 | LILIUM REGALE ANTHERST.S. METAPHASE | <p>An individual microscope slide showing a Transverse Section of the anthers of a Lily (Lilium regale) during metaphase (showing the first meitotic division). </p> <ul> <li>Staining: Botany Triple</li> </ul> | 10.4 | EA | FVRATE20 | 1
Biology | B8A12359 | LILIUM REGALE ANTHERST.S. SECOND DIVIS | <p>An individual microscope slide showing a Transverse Section of the anthers from a Lily (Lilium regale) during the second meiotic division including the tetrads of pollen grains. </p> <ul> <li>Staining: Botany Triple</li> </ul> | 7.9 | EA | FVRATE20 | 1
Biology | B8A12518 | SQUAMOUS EPITHELIUM FROM HUMAN MOUTH | <p>An individual microscope slide showing human mouth scrapings (Buccal Smear) including Squamous epithelium. </p> <ul> <li>Staining: Hematoxylin & Eosin</li> </ul> | 6.45 | EA | FVRATE20 | 1
Biology | B8A12531 | CUBOIDAL EPITHELIUM KIDNEY TUBULES | <p>An individual microscope slide showing sections of cuboidal epithelium from kidney tubules. </p> <ul> <li>Specimen Type: Plastic Embedded</li> <li>Staining: Giemsa</li> </ul> | 6.3 | EA | FVRATE20 | 1
Biology | B8A12555 | PSEUDOSTRATIFIED CILIATED COLUMNAR EPITH | <p>An individual microscope slide showing a Transverse Section of the pseudostratified ciliated columnar epithelium from the trachea or bronchus. </p> <ul> <li>Specimen Type: Plastic Embedded</li> <li>Staining: Haematoxylin & Eosin</li> </ul> | 5.9 | EA | FVRATE20 | 1
Biology | B8A12567 | SIMPLE COLUMNAR EPITHELIUM T.S.INTESTI | <p>An individual microscope slide showing the simple columnar epithelium of the intestine. </p> <ul> <li>Specimen Type: Plastic Embedded</li> <li>Staining: Haematoxylin & Eosin</li> </ul> | 6.8 | EA | FVRATE20 | 1
Biology | B8A12579 | Stratified Squamous Epithelium T.S.Oes | <p>An individual microscope slide showing a Transverse Section of the oesophagus showing non-keratinised stratified squamous epithelium. </p> <ul> <li>Specimen Type: Plastic Embedded</li> <li>Staining: Haematoxylin & Eosin</li> </ul> | 5.7 | EA | FVRATE20 | 1
Biology | B8A12580 | TRANSITIONAL EPITHELIUM T.S.BLADDER (H.1 | <p>An individual microscope slide showing a section of the bladder with transitional epithelium. </p> <ul> <li>Specimen Type: Plastic Embedded</li> <li>Staining: Haematoxylin & Eosin</li> </ul> | 6.8 | EA | FVRATE20 | 1
Biology | B8A12609 | ADIPOSE TISSUE SECTION (H.2-2) | <p>An individual microscope slide displaying an Adipose Tissue section, showing empty fat cells. </p> <ul> <li>Specimen Type: Plastic embedded</li> <li>Stain: Haematoxylin & Eosin</li> </ul> | 6.15 | EA | FVRATE20 | 1
Biology | B8A12634 | HYALINE CARTILAGE T.S.(H.2-13) | <p>An individual microscope showing a Hyaline cartilage section (costal rub) of the trachea. </p> <ul> <li>Specimen Type: Plastic Embedded</li> <li>Staining: Haematoxylin & Eosin</li> </ul> | 4.95 | EA | FVRATE20 | 1
Biology | B8A12646 | Yellow Elastic Cartilage For Elastic | <p>An individual microscope slide showing a section of yellow elastic mammal cartilage, stained for elastic fibres, from the epiglottis or ear. </p> <ul> <li>Staining: Verhoeff's Triple & Masson's Triple</li> </ul> | 7.4 | EA | FVRATE20 | 1
Biology | B8A12695 | COMPACT (HARD) BONE THIN SECTION T.S. | <p>An individual microscope slide showing a Transverse Section of a thin section of compact (hard) bone, which has been impregnated for lacunae, canaliculae, etc. </p> <ul> <li>Specimen Type: Plastic Embedded</li> </ul> | 8.65 | EA | FVRATE20 | 1
Biology | B8A12737 | STRIATED MUSCLE T.S.FOR MUSCLE SPINDLE | <p>An individual microscope showing a Transverse Section of striated muscle selected to show muscle spindles. </p> <ul> <li>Staining: Haematoxylin & Eosin</li> </ul> | 8.15 | EA | FVRATE20 | 1
Biology | B8A12749 | Striated Muscle L.S. | <p>An individual microscope slide showing a Longitudinal Section of straited skeletal muscle which has been triple stained for striations, nuclei and endomysium, etc. </p> <ul> <li>Staining: Histology Triple</li> </ul> | 8.05 | EA | FVRATE20 | 1
Biology | B8A12750 | Non-Striated Smooth Muscle | <p>An individual microscope slide showing non-striated (smooth) muscle from the intestinal wall. </p> <ul> <li>Staining: Haematoxylin & Eosin</li> </ul> | 6.4 | EA | FVRATE20 | 1
Biology | B8A12762 | CARDIAC MUSCLE LS FOR INTERCALATED DISCS | <p>An individual microscope slide showing a Longitudinal Section of cardiac muscle for intercalculated discs. </p> <ul> <li>Staining: Histology Triple</li> </ul> | 8.75 | EA | FVRATE20 | 1
Biology | B8A12786 | HUMAN CARDIAC MUSCLE (H.3-611) | <p>An individual microscope slide showing a section of human cardiac muscle. </p> <ul> <li>Staining: Haematoxylin & Eosin</li> </ul> | 6.25 | EA | FVRATE20 | 1
Biology | B8A12798 | NERVE CELLS ISOLATED SMEAR OF SPINAL | <p>An individual microscope slide showing a spinal cord smear with nerve cells. </p> <ul> <li>Staining: Toluidine Blue</li> </ul> | 9.85 | EA | FVRATE20 | 1
Biology | B8A12816 | Peripheral Nerve L.S General Structure | <p>An individual microscope slide showing a Transverse Section of a peripheral nerve which has been triple stained for general structure. </p> <ul> <li>Staining: Histology Triple</li> </ul> | 8.75 | EA | FVRATE20 | 1
Biology | B8A12865 | PACINIAN CORPUSCLE V.S. HUMAN SKIN | <p>An individual microscope slide showing the Pacinian corpuscle (pressure receptor organ) in a Vertical Section of human skin or pancreas. </p> <ul> <li>Staining: Histology Triple</li> </ul> | 11.4 | EA | FVRATE20 | 1
Biology | B8A12890 | SPINAL CORD T.S. (H.4-14) | <p>An individual microscope slide showing the Transverse Section from the Spinal cord. </p> <ul> <li>Staining: Histology Triple</li> </ul> | 5.7 | EA | FVRATE20 | 1
Biology | B8A13029 | AORTA DISTRIBUTIVE ARTERY AND VEIN TS | <p>An individual microscope slide showing a Transverse Section of both the Aorta and a vein to allow comparison between the elastic and muscular artery and vein structure. It has also been stained for elastic fibres. </p> | 9.45 | EA | FVRATE20 | 1
Biology | B8A13031 | Human Artery And Vein Plastic Embedded | <p>An individual microscope slide which shows a Thin Section of both an Artery and a vein for comparison. </p> <ul> <li>Specimen Type: Plastic Embedded</li> <li>Staining: Haematoxylin & Eosin</li> </ul> | 9.3 | EA | FVRATE20 | 1
Biology | B8A13067 | Entire Heart L.S Small Mammal | <p>An individual microscope slide showing a Longitudinal Section of the entire heart of a small mammal, showing chambers and valves. </p> <ul> <li>Staining: Histology Triple</li> </ul> | 8.25 | EA | FVRATE20 | 1
Biology | B8A13080 | Human Blood Smear Giemsa | <p>An individual microscope slide showing a human blood smear. </p> <ul> <li>Staining: Giemsa</li> </ul> | 6.9 | EA | FVRATE20 | 1
Biology | B8A13134 | LIVER INJECTED SECTION (H.5-30) | <p>An individual microscope slide showing a, injected section of Liver. </p> <ul> <li>Staining: Carmine & Eosin</li> </ul> | 6.95 | EA | FVRATE20 | 1
Biology | B8A13158 | Small Intestine T.S. Injected To Show | <p>An individual microscope slide showing a Transverse Section of the small intestine which has been injected to show capillaries in the villi. </p> <ul> <li>Staining: Carmine</li> </ul> | 10.9 | EA | FVRATE20 | 1
Biology | B8A13169 | Lung Injected Thick Section (H.5-38) | <p>An individual microscope slide showing a thick section of Lung, injected. </p> <ul> <li>Staining: Carmine & Eosin</li> </ul> | 10.9 | EA | FVRATE20 | 1
Biology | B8A13171 | LYMPH NODE T.S. CORTEX AND MEDULLA | <p>An individual microscope slide showing a Transverse Section of a Lymph node with cortex and medulla. </p> <ul> <li>Specimen Type: Plastic embedded</li> <li>Staining: Haematoxylin & Eosin</li> </ul> | 7.6 | EA | FVRATE20 | 1
Biology | B8A13213 | ADRENAL GLAND T.S. CORTEX AND MEDULLA | <p>An individual microscope slide showing a Transverse Section of the Adrenal (Suprarenal) gland, with cortex and medulla. </p> <ul> <li>Specimen Type: Plastic Embedded</li> <li>Staining: Haematoxylin & Eosin</li> </ul> | 8.95 | EA | FVRATE20 | 1
Biology | B8A13237 | Thyroid Gland Section Plastic Embedded | <p>An individual microscope slide showing a section of the Thyroid gland. </p> <ul> <li>Specimen Type: Plastic Embedded</li> <li>Staining: Haematoxylin & Eosin</li> </ul> | 8.1 | EA | FVRATE20 | 1
Biology | B8A13249 | HUMAN THYROID SECTION (H.6-31) | <p>An individual microscope slide showing a section of the Human thyroid. </p> <ul> <li>Staining: Haematoxylin & Eosin</li> </ul> | 7.4 | EA | FVRATE20 | 1
Biology | B8A13341 | OESOPHAGUS T.S. FROM RABBIT (H.7-10) | <p>An individual microscope slide showing a Transverse Section of the oesophagus of a rabbit for general structure. </p> <ul> <li>Staining: Histology Triple</li> </ul> | 7.4 | EA | FVRATE20 | 1
Biology | B8A13420 | Stomach To Show Mucus Cells Parietal | <p>An individual microscope slide showing stomach tissue which has been stained to show mucous cells, parietal cells and chief cells. </p> | 7 | EA | FVRATE20 | 1
Biology | B8A13444 | DUODENUM T.S. BRUNNER'S GLANDS (H.7-16 | <p>An individual microscope slide showing a Transverse Section of the Duodenum with Brunner's glands. </p> <ul> <li>Staining: Histology Triple</li> </ul> | 5.5 | EA | FVRATE20 | 1
Biology | B8A13456 | SMALL INTESTINE L.S. (H.7-17) | <p>An individual microscope slide showing a Longitudinal Section of the small intestine for general structure. </p> <ul> <li>Staining: Haematoxylin & Eosin</li> </ul> | 7.1 | EA | FVRATE20 | 1
Biology | B8A13468 | Small Intestine Complete Sml Mammal | <p>An individual microscope slide showing the Whole Mount of a complete small intestine from a small mammal for typical plan structure. </p> <ul> <li>Specimen Type: Plastic Embedded</li> <li>Staining: Haematoxylin & Eosin</li> </ul> | 7.6 | EA | FVRATE20 | 1
Biology | B8A13481 | Mammal Ileum | <p>An individual microscope slide showing a section taken from a mammal ileum, for Paneth Cells. </p> <ul> <li>Staining: Phloxine-tartrazine & Haematoxylin</li> </ul> | 8.8 | EA | FVRATE20 | 1
Biology | B8A13511 | Colon Large Intestine TS | <p>An individual microscope slide showing a Transverse Section of the colon. </p> <ul> <li>Staining: Haematoxylin & Eosin</li> </ul> | 6.6 | EA | FVRATE20 | 1
Biology | B8A13559 | LIVER OF PIG V.S. (H.7-2301) | <p>An individual microscope slide showing a Vertical Section of a pig liver with well-defined lobules and Glisson's capsule. </p> <ul> <li>Staining: Masson's Triple</li> </ul> | 4.8 | EA | FVRATE20 | 1
Biology | B8A13584 | PANCREAS FOR ISLET OF LANGERHANS AND | <p>An individual microscope slide showing a section of the pancreas for Islets of Langerhans and exocrine acini. </p> <ul> <li>Specimen Type: Plastic Embedded</li> <li>Staining: Haematoxylin & Eosin</li> </ul> | 14.6 | EA | FVRATE20 | 1
Biology | B8A13602 | Mammal Trachea | <p>An individual microscope slide showing a section taken from the trachea. </p> <ul> <li>Staining: Haematoxylin & Eosin</li> </ul> | 7.1 | EA | FVRATE20 | 1
Biology | B8A13638 | Bronchus T.S Plastic Embedded | <p>An individual microscope slide showing a Transverse Section of the bronchus. </p> <ul> <li>Specimen Type: Plastic Embedded</li> <li>Staining: Haematoxylin & Eosin</li> </ul> | 6.9 | EA | FVRATE20 | 1
Biology | B8A13649 | LUNG FOR ELASTIC FIBRES AND COLLAGEN | <p>An individual microscope slide showing a Transverse Section from the lungs which has been stained for elastic fibres and collagen fibres of the alveolar walls. </p> <ul> <li>Staining: Verhoeff's Triple & van Gieson</li> </ul> | 7.2 | EA | FVRATE20 | 1
Biology | B8A13651 | Lung T.S. Thin Section Plastic Embedded | <p>An individual microscope slide showing a thin Transverse Section of a lung. </p> <ul> <li>Specimen Type:</li> <li>Staining: Haematoxylin & Eosin</li> </ul> | 6.7 | EA | FVRATE20 | 1
Biology | B8A13717 | HUMAN SKIN FOR ELASTIC FIBRES AND | <p>An individual microscope slide showing a section of human skin for general body surface, stained for elastic fibres and counterstained for collagen fibres. </p> <ul> <li>Staining: Verhoeff's Triple & Masson's Triple</li> </ul> | 10.9 | EA | FVRATE20 | 1
Biology | B8A13730 | Kidney V.S.Thin Section Plastic Embedded | <p>An individual microscope slide showing a thin Vertical Section taken from a kidney. </p> <ul> <li>Specimen Type: Plastic Embedded</li> <li>Staining: Haematoxylin & Eosin</li> </ul> | 7.7 | EA | FVRATE20 | 1
Biology | B8A13789 | Mammal Ovary V.S. Thin Section | <p>An individual microscope showing a thin section of an Ovary. </p> <ul> <li>Specimen Type: Plastic Embedded</li> <li>Staining: Haematoxylin & Eosin</li> </ul> | 9.45 | EA | FVRATE20 | 1
Biology | B8A13791 | OVARY PREGNANT CORPUS LUTEUM (H.10-52 | <p>An individual microscope slide showing a pregnant Ovary with corpus luteum. </p> <ul> <li>Staining: Histology Triple</li> </ul> | 9.45 | EA | FVRATE20 | 1
Biology | B8A13870 | PREGNANT UTERUS OF RABBIT WITH PLACENT | <p>An individual microscope slide showing the pregnant uterus of a rabbit, with placenta and embryo in-situ. </p> <ul> <li>Staining: Histology Triple</li> </ul> | 9.35 | EA | FVRATE20 | 1
Biology | B8A13936 | TESTIS RAT T.S.SPERMATOGENESIS (H.10- | <p>An individual microscope slide showing a Transverse Section of the testis of a rat, showing spermatogenesis. </p> <ul> <li>Specimen Type: Plastic Embedded</li> <li>Staining: Haematoxylin & Eosin</li> </ul> | 6.15 | EA | FVRATE20 | 1
Biology | B8A13948 | HUMAN TESTIS T.S. (H.10-66) | <p>An individual microscope slide showing a Transverse Section from human testis. </p> <ul> <li>Staining: Haematoxylin & Eosin</li> </ul> | 11 | EA | FVRATE20 | 1
Biology | B8A13959 | HUMAN SPERMATOZOA SMEAR (H.10-8) | <p>An individual microscope slide showing a human spermatozoa smear. </p> <ul> <li>Staining: Haematoxylin & Eosin</li> </ul> | 8.05 | EA | FVRATE20 | 1
Environmental Science | B8A15854 | Mini Beasts Name Trail | <p>Name Trails guides users through a simple key to help them to identify the plants and animals that they find. Text on the reverse side of the charts provides further information. Splash proof and wipe clean for outdoor use. They are small enough to take into the field as the charts fold to B5 size.</p> <p>Approximate size: 240 x 180mm.</p> <p>This fold-out chart is designed to enable children (from age 7 upwards) and beginners to identify the invertebrates commonly found in woodland soils and leaf litter. The Fact File gives further information about the invertebrates and introduces food chains and webs.</p> <p>Need to identify minibeasts in soil and leaf litter? The Field Studies Council Woodland name trail fold-out guide has been used by generations of visitors to Field Study Council Field Centres.</p> <p>The simple flow chart on this guide shows representatives of the main groups found in soil and leaf litter. These include animals with no legs, such as snails, slugs, earthworms, roundworms, insect and larvae. Plus the animals with jointed legs, such as crustaceans, insects, spiders and mites.</p> <p>As well as making a simple list of minibeasts, the Woodland name trail supports many children's investigations into food chains and food webs. Identify the animals that you find, and use this information to count the number of producers and consumers. Can you build pyramids of number?</p> | 5.05 | EA | FVRATE20 | 1
Environmental Science | B8A15866 | Fresh Water Invertabrates Name Trail | <p>Name Trails guide users through a simple key to help them to identify the plants and animals that they find. Text on the reverse side of the charts provides further information. Splash proof and wipe clean for outdoor use. They are small enough to take into the field as the charts fold to B5 size (approximate size: 240 x 180mm).</p> <p>Need to identify minibeasts in ponds and streams? The Field Studies Council Freshwater name trail fold-out guide has been used by generations of visitors to Field Study Council Field Centres.</p> <p>The simple flow chart on this guide shows representatives of the main groups found in ponds and streams. These include animals with no legs, such as hydra, flatworms, true worms, leeches and molluscs. Plus the animals with jointed legs, such as crustaceans, insects, spiders and mites. Freshwater insects include those with nymphs (such as mayflies, dragonflies and damselflies, stoneflies and water bugs) and those with larvae (such as caddis flies, beetles, alderflies and true flies).</p> <p>As well as making a simple list of minibeasts, the Freshwater Name Trail supports many different investigations.</p> <ul> <li>How do minibeasts breathe underwater? Different animals obtain oxygen in different ways. For example, flatworms, leeches and snails can absorb oxygen through their skin. Other animals, like mayfly nymphs, have gills. These gills are easily to see moving on the live animal. Mosquito larvae, water scorpions and rat-tailed maggots use a 'snorkel'. And a few animals, like water spiders, collect air bubbles from the surface.</li> <li>How are minibeasts move through water in ponds and streams? Some animals, like leeches, flatworms and flattened mayfly nymphs, are streamlined. Are the animals that live in moving water shaped differently to those that live in still water? Can you compare the deep and shallow parts of the same pond?</li> <li>How clean is the water? Since different animals tolerate different levels of pollution, you can use the list of minibeasts you have made. The guide features a simple biotic index.</li> </ul> | 5.05 | EA | FVRATE20 | 1
Biology | B8A15957 | PROKARYOTES MICROSLIDE SET. | <p>Prokaryotes lack nuclei, membrane bound organelles, and microtubules in the 9+2 arrangement found in eukaryotes. This group consists of bacteria and cyanobacteria.</p> <p>Our Prokaryotes microscope slide set is a set of ten prepared microscope slides including the following:</p> <ul> <li>Gram +ve and -ve bacilli</li> <li>Bacillus, coccus, spirillum</li> <li>Salmonella typhi</li> <li>Staphylococcus aureus</li> <li>Escherichia coli</li> <li>Bacillus megaterium</li> <li>Bacillus cereus, spores</li> <li>Nostoc</li> <li>Oscillatoria, W.M.</li> <li>Rhizobium leguminosarum, T.S. root and nodule</li> </ul> <p>Glossary:</p> <ul> <li>T.S. - Transverse Section</li> <li>W.M. - Whole Mount</li> </ul> <p>The product image shows Gram +ve and -ve bacilli</p> | 81.2 | PK | FVRATE20 | 1
Biology | B8A16032 | Bacillus Megaterium | <p>Bacillus megaterium is a rod-like aerobic spore-forming bacterium. It has very large cells and forms heat-resistant endospores. The bacterium produces lipase and protease and is Gram Positive.</p> <ul> <li>Pack Size: 1 x Bacterial Slope</li> <li>Storage: Room Temperature (or in the fridge to pro-long life)</li> <li>Subculturing: Monthly</li> <li>Incubation Temperature: 30&deg;C</li> </ul> <p><strong>**Please note that all of our Bacterial Cultures have been developed for us in schools for educational purposes.&nbsp; They are not recommended for research or commercial use.**</strong></p> | 19.4 | EA | FVRATE20 | 1
Biology | B8A16056 | BACILLUS SUBTILIS CULTURE | <p>Bacillus subtilis is a rod-like bacterium found in soil and in the gastrointestinal tract of ruminants &amp; humans. It is a Gram Positive bacteria.</p> <ul> <li>Pack Size: 1 x Bacterial Slope</li> <li>Storage: Room Temperature (or in the fridge to pro-long life)</li> <li>Subculturing: Monthly</li> <li>Incubation Temperature: 30&deg;C</li> </ul> <p>Bacillus subtilis becomes translucent with age and can give rise to unpredictable growth, so to ensure success you may prefer to store this bacterial culture in fridge and sub-culture on a monthly basis.</p> <p><strong>**Please note that all of our Bacterial Cultures have been developed for us in schools for educational purposes.&nbsp; They are not recommended for research or commercial use.**</strong></p> | 21 | EA | FVRATE20 | 1
Biology | B8A16081 | Escherichia Coli K12 Strain | <p>Escherichia coli K12 strain (E-Coli) is a Gram Negative rod-like bacterium found in the lower intestine of warm-blooded mammals. The E-Coli K12 strain has been modified to make it only able to survive in certain conditions, removing the risk of food poisoning during proper use.</p> <ul> <li>Pack Size: 1 x Bacterial Slope</li> <li>Storage: Room Temperature (or in the fridge to pro-long life)</li> <li>Subculturing: Monthly</li> <li>Incubation Temperature: 30&deg;C</li> </ul> <p><strong>**Please note that all of our Bacterial Cultures have been developed for us in schools for educational purposes.&nbsp; They are not recommended for research or commercial use.**</strong></p> | 21 | EA | FVRATE20 | 1
Biology | B8A16093 | ESCHERICHIA COLI B STRAIN CULTURE | <p>Escherichia B strain is a rod-like bacterium which is Gram Negative and is susceptible to T4 bacteriophage.</p> <ul> <li>Pack Size: 1 x Bacterial Slope</li> <li>Storage: Room Temperature (or in the fridge to pro-long life)</li> <li>Subculturing: Monthly</li> <li>Incubation: 30&deg;C</li> </ul> <p><strong>**Please note that all of our Bacterial Cultures have been developed for us in schools for educational purposes.&nbsp; They are not recommended for research or commercial use.**</strong></p> | 20.3 | EA | FVRATE20 | 1
Biology | B8A16111 | Lactobacillus Casei Culture | <p>Lactobacillus casei is a rod-like bacterium which is Gram Positive. It can be found in dairy products and also in the digestive system. It requires Lactic acid bacteria (MRS) medium for growth.</p> <ul> <li>Pack Size: 1 x Bacterial Slope</li> <li>Storage: Room Temperature (or in the fridge to pro-long life)</li> <li>Subculturing: Monthly</li> <li>Incubation Temperature: 35&deg;C</li> </ul> <p><strong>**Please note that all of our Bacterial Cultures have been developed for us in schools for educational purposes.&nbsp; They are not recommended for research or commercial use.**</strong></p> | 19.7 | EA | FVRATE20 | 1
Biology | B8A16147 | Micrococcus Luteus | <p>Micrococcus luteus is a coccus-shaped bacterium which is Gram Positive and divides to form tetrads, clusters or cubical packets in yellow colonies.</p> <ul> <li>Pack Size: 1 x Bacterial Slope</li> <li>Storage: Room Temperature (or in the fridge to pro-long life)</li> <li>Subculturing: Monthly</li> <li>Incubation Temperature: 30&deg;C</li> </ul> <p><strong>**Please note that all of our Bacterial Cultures have been developed for us in schools for educational purposes.&nbsp; They are not recommended for research or commercial use.**</strong></p> | 19.4 | EA | FVRATE20 | 1
Biology | B8A16160 | PSEUDOMONAS FLUORESCENS CULTURE | <p>Pseudomonas fluorescens is a rod-like Gram Negative bacterium which produces diffusible fluorescent pigments.</p> <ul> <li>Pack Size: 1 x Bacterial Slope</li> <li>Storage: Room Temperature (or in the fridge to pro-long life)</li> <li>Subculturing: Monthly</li> <li>Incubation Temperature: 30&deg;C</li> </ul> <p><strong>**Please note that all of our Bacterial Cultures have been developed for us in schools for educational purposes.&nbsp; They are not recommended for research or commercial use.**</strong></p> | 21.2 | EA | FVRATE20 | 1
Biology | B8A16196 | Staphylococcus Epidermidis Culture | <p>Staphylococcus epidermidis is a Gram Positive bacterium which forms irregular clusters of white colonies and colonises human skin, sometimes referred to as the accidental pathogen.</p> <ul> <li>Pack Size: 1 x Bacterial Slope</li> <li>Storage: Room Temperature (or in the fridge to pro-long life)</li> <li>Subculturing: Monthly</li> <li>Incubation Temperature: 30&deg;C</li> </ul> <p><strong>**Please note that all of our Bacterial Cultures have been developed for us in schools for educational purposes.&nbsp; They are not recommended for research or commercial use.**</strong></p> | 19.7 | EA | FVRATE20 | 1
Biology | B8A16299 | Cheese Making Kit | <p>Cheese Making experiment kit for the demonstration of the cheese making process in an education setting.</p> <p><strong>Please note that none of our enzymes are to be considered as being of Food Grade Standard.&nbsp; They are only suitable for use in education.</strong></p> <p>The kit contains:</p> <ul> <li>Cheese culture</li> <li>Cloth</li> <li>Protease enzyme - rennet substitute</li> <li>Full instructions</li> </ul> <p>The culture used in this kit is a mixture of four bacteria - Streptococcus lactis, Streptococcus cremoris, Streptococcus diacetylactis and Leuconostoc cremoris - and is particularly suitable for cream or curd cheese. The rennet substitute is a protease enzyme which causes the milk to coagulate forming the 'curd'. Kit supplied with instructions.</p> | 27.5 | KIT | FVRATE20 | 1
Biology | B8A16342 | AGAR NO.3 POWDER | <p>Agar No.3 - 100g </p> <p>General purpose bacteriological-grade agar powder </p> <ul> <li>CAS Number: 9002-18-0</li> </ul> | 61.9 | EA | FVRATE20 | 1
Biology | B8A16494 | CHLORELLA MEDIUM PACK (E) | <p>Chlorella medium with trace elements solution (for suspension culture).</p> <ul> <li>Used for growing algae.</li> <li>Sufficient to make 10L of medium.</li> <li><strong>Algal culture not included.</strong></li> </ul> | 11.2 | ML | FVRATE20 | 1
Biology | B8A16858 | MALT EXTRACT AGAR POWDER | <p>Malt Extract Agar powder, for fungi generally. Used to detect & isolate yeasts & moulds. </p> <ul> <li>Pack Size: 100g</li> </ul> | 60.05 | EA | FVRATE20 | 1
Biology | B8A16883 | MALT EXTRACT BROTH POWDER | <p>Malt Extract Broth powder, for cultivating yeasts & moulds. </p> <ul> <li>Pack Size: 100g</li> </ul> | 54 | EA | FVRATE20 | 1
Biology | B8A16974 | Nutrient Agar Medium Pack (1) | <p>Nutrient agar slopes for general bacteriology. The slopes are ready for the addition of bacteria under sterile working conditions in order to grow a bacterial culture. </p> <ul> <li>Ready to use slopes</li> <li>Pack of 10</li> </ul> | 40.6 | P10 | FVRATE20 | 1
Biology | B8A16986 | Nutrient Agar Medium Pack (2) | <p>Nutrient agar medium for general bacteriology. </p> <p>Supplied as 15cm³ lots in small screw-cap bottles. Each vial melts within a few minutes after loosening the cap and putting into a boiling water bath and the contents can be poured into a sterile container (such as a petri dish) with normal sterile precautions, but without recourse to autoclaving. </p> <ul> <li>15cm³ nutrient agar in vials</li> <li>Pack of 10</li> </ul> | 40.1 | P10 | FVRATE20 | 1
Biology | B8A16998 | Nutrient Agar Medium Pack (4) | <p>Nutrient agar medium for general bacteriological work. </p> <p>Supplied as 100ml lots in screw-cap bottles. This bulk pack is cost-effective, and the medium can be melted by loosening the cap & placing in a boiling water bath. Should be used in one sitting to avoid contamination. </p> <ul> <li> Pack size: 2 x 100ml bottles</li> </ul> | 30.25 | P 2 | FVRATE20 | 1
Biology | B8A17000 | Nutrient Agar Powder 100G | <p>Nutrient Agar powder for the preparation of medium for fermentation investigations.</p> <ul> <li>Colour: Blue</li> </ul> <p>To prepare:&nbsp;</p> <ul> <li>Suspend 28 grams of the medium in one litre of water.</li> <li>Heat with frequent agitation/stirring and boil for one minute to completely dissolve the medium.</li> <li>Dispense into autoclavable vessels and autoclave at 121&deg;C for 15 minutes to sterilise.</li> <li>Allow to cool to 45 - 50&deg;C before pouring.</li> </ul> | 27.5 | EA | FVRATE20 | 1
Biology | B8A17012 | Nutrient Agar Powder 500G | <p>Standard nutrient agar powder for general bacterial microbiology work.</p> <p>To prepare:&nbsp;</p> <ul> <li>Suspend 28 grams of the medium in one litre of water.</li> <li>Heat with frequent agitation/stirring and boil for one minute to completely dissolve the medium.</li> <li>Dispense into autoclavable vessels and autoclave at 121&deg;C for 15 minutes to sterilise.</li> <li>Allow to cool to 45 - 50&deg;C before pouring.</li> </ul> | 95.65 | MGX | FVRATE20 | 1
Biology | B8A17059 | Nutrient Broth Pack D | <p>Nutrient broth medium for general bacteriological work. </p> <ul> <li>Supplied as 100ml lots in screw-cap bottles</li> <li>Pack Size: 2 bottles</li> </ul> | 17.45 | P 2 | FVRATE20 | 1
Biology | B8A17061 | NUTRIENT BROTH POWDER | <p>Nutrient broth powder for preparation of medium. </p> <ul> <li>Recipe: 13g of powder required per litre of medium.</li> </ul> | 25.35 | EA | FVRATE20 | 1
Biology | B8A17425 | Yeast Extract | <p>Yeast Extract - 50g</p> <p><strong>Please note that our Yeast Extract is not to be considered as being of Food Grade Standard and is not fit for human consumption.&nbsp; It is only suitable for use in education.</strong></p> | 26.9 | MGP | FVRATE20 | 1
Biology | B8A18247 | INTRODUCTORY MICROBIOLOGY KIT. | <p>This microbiology kit has been designed as an introduction to the study of micro-organisms. The booklet has been written for the teacher who has little or no experience of handling micro-organisms and includes full instructions on safety, aseptic techniques, growing micro-organisms and their safe disposal. All of the experiments are set out step by step and cover a range of needs from 12-year-olds to sixth-form students.</p> <p>The kit could be used by a single student working through all the experiments or by a group working in parallel. The reagents, cultures and media can be stored for several months, particularly if they are refrigerated. It is possible to keep cultures for longer periods, providing they are sub-cultured on to fresh medium at regular intervals.</p> <p>Experiments included in the teaching notes are as follows:</p> <ul> <li>Making broth cultures</li> <li>Effects of temperature</li> <li>Making plate cultures</li> <li>Effect of antibiotics</li> <li>Gram's staining</li> <li>Negative staining</li> <li>Pasteurisation</li> <li>Examining living bacteria</li> <li>How fungi obtain food</li> <li>Bacteria around us</li> <li>Looking at fungi</li> <li>Bacteria in soil</li> <li>The life cycle of Mucor</li> <li>Bacteria in milk</li> </ul> <p>The kit contains:</p> <ul> <li>Fungi Cultures: Aspergillus oryzae, Mucor+,&nbsp;</li> <li>Bacterial Cultures: Penicillium chrysogenum, Bacillus stearothermophilus, Staphylococcus albus, Escherica coli,</li> <li>10 x nutrient agar deeps</li> <li>5 x nutrient broths</li> <li>1 x starch agar</li> <li>1 x malt extract agar</li> <li>1 x china blue lactose agar</li> <li>20 x petri dishes</li> <li>1 x universal container</li> <li>1 pair of gloves</li> <li>50 pre-cleaned slides</li> <li>100 x 18mm square coverslips</li> <li>2 x sterile pipettes</li> <li>5 x cavity slides</li> <li>1 x inoculating loop</li> <li>Chinagraph Pencil</li> <li>3 x disposal bags</li> <li>1 x alcohol bottle (empty)</li> <li>1 x Grams Iodine</li> <li>1 x Crystal Violet</li> <li>1 x Neutral Red</li> <li>1 x Aniline Blue</li> <li>1 x nigrosine</li> <li>1 x 10% Resazurin Tablets</li> <li>10 x Streptomycin - 25 units</li> <li>10 x Penicillin - 1.5 units</li> <li>10 x Penicillin - 5 units</li> </ul> <p>All parts of the kit can be replaced from our extensive range of cultures, media, reagents and equipment.</p> <p>Additional materials and equipment required:</p> <ul> <li>Adhesive Tape</li> <li>Cotton Wool</li> <li>Blotting/filter paper</li> <li>Absolute Alcohol (Industrial methylated spirit)</li> <li>Sodium Hypochlorite or domestic bleach</li> <li>Vaseline</li> <li>Immersion Oil</li> <li>Formalin</li> <li>Bunsen Burner, tripod &amp; gauze</li> <li>Water bath (or beaker of water)</li> <li>Test Tubes &amp; bungs</li> <li>Incubator (optional)</li> <li>Thermometer</li> <li>Microscope with Abbe condenser, capable of 400x and 1000x magnification</li> <li>Stereo Microscope</li> <li>Forceps</li> <li>Dissecting needle</li> <li>Beakers</li> </ul> <p>Please note: Alcohol has been omitted from the kit, although an empty bottle for it is provided. This enables the kit to be send freely by post and air.</p> | 298.4 | KIT | FVRATE20 | 1
Biology | B8A18442 | MICROBIOLOGY OF YOGHURT KIT | <p>One of the oldest examples of the application of biotechnology. Nevertheless a very useful way of illustrating how micro-organisms can be used in manufacturing products and the importance of monitoring the steps along the way. </p> <p>This Microbiology of Yoghurt Kit investigates: </p> <ul> <li>The differential growth rates of Lactobacillus bulgaricus and Streptococcus thermophilus</li> <li>Estimation of the total bacterial population</li> <li>Titration of acid produced</li> <li>Measuring pH</li> <li>Determination of clotting point of casein</li> </ul> <p>The kit provides sufficient practical activity to occupy a normal class of students at 16+ level working in groups. The concepts included in the kit are particularly suitable for A-Level students and for use at college level. These organisms present no particular safety problems. </p> <p>The kit contains: </p> <ul> <li>Yoghurt starter culture</li> <li>Indicator papers</li> <li>Resazurin tablet</li> <li>Microscope slides</li> <li>Methyl violet</li> <li>Inoculating loop</li> <li>Gram's iodine</li> <li>Droppers</li> <li>Carbol fuchsin</li> <li>Pipettes</li> <li>Phenolphthalein</li> <li>Full instructions</li> </ul> | 111.95 | EA | FVRATE20 | 1
Biology | B8A18508 | GENETIC MODIFICATION KIT | <p>Agrobacterium tumefaciens (crown gall) produces tumours in plants such as tomatoes and sunflowers. The bacterium 'injects' some of its DNA into the cells of the host transforming them into cancerous cells. It also causes these cells to produce substances needed by the bacterium for growth. In this Genetic Modification Kit, students inject sunflower plants with Agrobacterium to induce gall formation and subsequently re-isolate the bacterium and grow it on agar plates.</p> <p><strong>Please note that our Genetic Modification Kit is only suitable for use in education.</strong></p> <p>Contents:</p> <ul> <li>Culture of Agrobacterium</li> <li>Sunflower seeds</li> <li>Nutrient broth</li> <li>Nutrient agar</li> <li>Syringes, needles</li> <li>Sodium thiosulphate</li> <li>Full instructions</li> </ul> <p>Sufficient material for 5 students/student groups.</p> | 142.35 | KIT | FVRATE20 | 1
Biology | B8A18612 | ANTIBIOTIC SENSITIVITY TESTING SET. | <p>This kit enables students to study the reaction of two bacteria to different concentrations of the same antibiotic and to two different antibiotics.</p> <p><strong>Please Note - Our Antibiotic Sensitivity Testing Kit is only suitable for use in education.</strong></p> <p>The kit contains:</p> <ul> <li>Cultures of Escherichia Coli (E-Coli) and Staphylococcus albus (S. albus)</li> <li>10 vials of nutrient agar</li> <li>2 vials of nutrient broth</li> <li>20 petri dishes</li> <li>10 antibiotic discs Penicillin 1.5IU</li> <li>10 antibiotic discs Penicillin 5IU</li> <li>10 antibiotic discs Streptomycin 25&micro;g</li> <li>Full instructions</li> </ul> <p>Sufficient materials are provided for 10 students/student groups.</p> <p>The following additional materials or equipment are required:</p> <ul> <li>Incubator (B8A64397)</li> <li>Autoclave (B8L75814)</li> <li>Autoclave Bags (PP00053865)</li> <li>Inoculating Loops (B8A64579)</li> <li>Bunsen Burner (B8A57241 - Natural Gas, B8A57253 - Bottled Gas)</li> <li>Sterile Pipette or Syringe (B8B93215)</li> <li>Forceps (B8R00174)</li> <li>Ethanol (B8R07143)</li> <li>Sellotape (F4R07484)</li> </ul> | 125.75 | PK | FVRATE20 | 1
Biology | B8A18636 | PENICILLIN G SENSITIVITY DISCS 1.5 UNIT | <p>These antibiotic sensitivity discs are supplied in cartridges of 50. To transfer to the agar plate simply use a sterile pair of forceps.The cartridges have a long shelf life when correctly stored in a refrigerator.</p> <ul> <li>Antibiotic: Penicillin G</li> <li>Concentration: 1.5 units</li> <li>Pack of 50 discs</li> </ul> <p><strong>Please Note:</strong> Nutrient Agar Plates and ejector are not included.</p> | 19.9 | P50 | FVRATE20 | 1
Biology | B8A18648 | Penicillin G sens Discs 1.5 unit x 5 | <p>These antibiotic sensitivity discs are packed in cartridges of 50. To transfer onto the the agar plate simply use a sterile set of forceps. The cartridges have a long shelf life when correctly stored in a refrigerator at 4&deg;C.</p> <ul> <li>Antibiotic: Penicillin G</li> <li>Concentration: 1.5 units</li> <li>Pack of 250 discs (5 x cartridges of 50 discs)</li> </ul> <p><strong>Please Note:</strong> Nutrient Agar Plates and ejector are not included.</p> | 55.05 | EA | FVRATE20 | 1
Biology | B8A18659 | PENICILLIN G SENSITIVITY DISCS 5 UNITS | <p>These antibiotic sensitivity discs are supplied in cartridges of 50. To transfer to the agar plate simply use a sterile pair of forceps. The cartridges have a long shelf life when correctly stored in a refrigerator.</p> <ul> <li>Antibiotic: Penicillin G</li> <li>Concentration: 5 units</li> <li>Pack of 50</li> </ul> <p><strong>Please Note:</strong> Nutrient Agar Plates and ejector are not included.</p> | 25.2 | P50 | FVRATE20 | 1
Biology | B8A18673 | PENICILLIN G SENSITIVITY DISCS 10 UNITS | <p>These antibiotic sensitivity discs are supplied in cartridges of 50. To transfer to an agar plate simply use a sterile pair of forceps. The cartridges have a long shelf life when correctly stored in a refrigerator at 4&deg;C.</p> <ul> <li>Antibiotic: Penicillin G</li> <li>Concentration: 10 units</li> <li>Pack of 50 discs</li> </ul> <p><strong>Please Note:</strong> Nutrient Agar Plates and ejector are not included.</p> | 19.9 | P50 | FVRATE20 | 1
Biology | B8A18685 | Penicillin G sens Discs 10 unit x 5 | <p>These antibiotic sensitivity discs are supplied in cartridges of 50. To transfer to an agar plate simply use a sterile pair of forceps. The cartridges have a long shelf life when correctly stored in a refrigerator at 4&deg;C.</p> <ul> <li>Antibiotic: Penicillin G</li> <li>Concentration: 10 units</li> <li>Pack of 250 discs (5 x cartridges of 50 discs)</li> </ul> <p><strong>Please Note:</strong> Nutrient Agar Plates and ejector are not included.</p> | 59.3 | EA | FVRATE20 | 1
Biology | B8A18697 | Streptomycin Sens Discs 25g Pack 50 | <p>These antibiotic sensitivity discs are supplied in cartridges of 50 discs. To transfer to the agar plate, simply use a sterile pair of forceps. The cartridges have a long shelf life when correctly stored in a refrigerator at 4&deg;C.</p> <ul> <li>Antibiotic: Streptomycin</li> <li>Concentration: 25&micro;g</li> <li>Pack of 50 discs</li> </ul> <p><strong>Please Note:</strong> Nutrient Agar Plates and ejector are not included.</p> | 17.65 | PK | FVRATE20 | 1
Biology | B8A18703 | Streptomycin Sens Discs 25g Pack 5x50 | <p>These antibiotic sensitivity discs are supplied in cartridges of 50 discs. To transfer the discs to the agar plate simply use a sterile pair of forceps. The cartridges have a long shelf life when correctly stored in a refrigerator at 4&deg;C.</p> <ul> <li>Antibiotic: Streptomycin</li> <li>Concentration: 25&micro;g</li> <li>Pack of 250 discs (5 x packs of 50 discs)</li> </ul> <p><strong>Please Note:</strong> Nutrient Agar Plates and ejector are not included.</p> | 58 | EA | FVRATE20 | 1
Biology | B8A18715 | MAST RINGS | <p>A systemic gram positive ring device, suited towards <em><strong>Gram Positive organisms</strong></em>, carrying 8 antibiotic impregnated tips allowing the simultaneous application of the equivalent individual antimicrobial susceptibility test discs.</p> <p>A paper ring, 65mm in diameter, with eight projecting arms. Each arm is impregnated with a different antibiotic identified using a letter from the key.</p> <ul> <li>Pack of 10 Mast Rings</li> </ul> <p>Antibiotics include:</p> <ul> <li>Chloramphenicol - 25&micro;g</li> <li>Erythromycin - 5&micro;g</li> <li>Fusidic Acid - 10&micro;g</li> <li>Oxacillin - 10&micro;g</li> <li>Novobiocin - 5&micro;g</li> <li>Penicillin G - 1 unit</li> <li>Streptomycin - 10&micro;g</li> <li>Tetracycline - 25&micro;g</li> </ul> <p>Also available as a pack of 50 Mast Rings (B8A18727)</p> | 26.7 | P10 | FVRATE20 | 1
Biology | B8A18727 | MAST RINGS | <p>A systemic gram positive ring device, suited towards <em><strong>Gram Positive organisms</strong></em>, carrying 8 antibiotic impregnated tips allowing the simultaneous application of the equivalent individual antimicrobial susceptibility test discs.</p> <p>A paper ring, 65mm in diameter, with eight projecting arms. Each arm is impregnated with a different antibiotic identified using a letter from the key.</p> <ul> <li>Pack Size - Pack of 50 Mast Rings</li> </ul> <p>Antibiotics include:</p> <ul> <li>Chloramphenicol - 25&micro;g</li> <li>Erythromycin - 5&micro;g</li> <li>Fusidic Acid - 10&micro;g</li> <li>Oxacillin - 10&micro;g</li> <li>Novobiocin - 5&micro;g</li> <li>Penicillin G - 1 unit</li> <li>Streptomycin - 10&micro;g</li> <li>Tetracycline - 25&micro;g</li> </ul> <p>Also available as a pack of 10 Mast Rings (B8A18715)</p> | 102.85 | P50 | FVRATE20 | 1
Biology | B8A18909 | Maize Seeds | <p>Maize Seeds - 100g </p> <p>For use in physiological and germination experiments. In the interests of safety it is our policy to supply natural 'untreated' seeds, however, occasionally this is not possible. Where treated seeds are supplied they are clearly labelled. The weights stated are correct at the time of packing but some loss may occur due to drying in storage. </p> | 11.95 | EA | FVRATE20 | 1
Biology | B8A18946 | Sunflower Seeds System | <p>Sunflower Seeds - 250g </p> <p>For use in physiological and germination experiments. In the interests of safety it is our policy to supply natural 'untreated' seeds, however, occasionally this is not possible. Where treated seeds are supplied they are clearly labelled. The weights stated are correct at the time of packing but some loss may occur due to drying in storage. </p> | 8.75 | MGV | FVRATE20 | 1
Biology | B8A18958 | Cress (Lepidium)Leaf System | <p>Cress Seeds - 100g </p> <p>For use in physiological and germination experiments. In the interests of safety it is our policy to supply natural 'untreated' seeds, however, occasionally this is not possible. Where treated seeds are supplied they are clearly labelled. The weights stated are correct at the time of packing but some loss may occur due to drying in storage. </p> | 11.25 | EA | FVRATE20 | 1
Biology | B8A19896 | Locust Preserved | <p>Pack of 10 locusts which have been fixed in formalin, washed off and held in odourless preservative. </p> | 26.55 | P10 | FVRATE20 | 1
Biology | B8A20011 | Rana Temporaria (Frog) Embalmed | <p>A frog (Rana Temporaria) specimen. Stored in Carosafe, a propylene glycol based long-term preservative. </p> <p>Specimens will remain in good condition without refrigeration for numerous months. </p> | 12.95 | EA | FVRATE20 | 1
Biology | B8A20059 | Rat - Plain Embalmed | <p>A plain embalmed Rat (Rattus Norvegicus), stored in Carosafe solution, a propylene glycol based long term preservative. </p> <p>Specimens will remain in good condition without refrigeration for numerous months. </p> | 26.25 | EA | FVRATE20 | 1
Biology | B8A20084 | Eyes Pig Preserved | <p>Preserved pig eyes which have been fixed in formalin and vacuum packed for storage Unopened will last for 6 months if stored in the fridge. Once opened, the eyes must be used the same day or alternatively can be submerged in a suitable preserving fluid, such as Opresol. </p> | 24.6 | P 5 | FVRATE20 | 1
Biology | B8A20631 | Pocket Spirometer | <p>This hand held spirometer measures lung capacity without the need for water. Its advantages over the conventional tank-type spirometer are its portability and ease of operation enabling it to be used for physiological experiments out in the field as well as indoors.</p> <p>Lung capacity is simply measured by breathing out through the mouthpiece and recording the readout on the dial.</p> <ul> <li>Range: 1000-7000 cm&sup3;</li> <li>Supplied with 50 plastic mouthpieces &amp; full instructions</li> </ul> | 235.95 | EA | FVRATE20 | 1
Biology | B8A20667 | Lung Volume Bag Kit | <p>A kit comprising four lung bags, with holders (rubber bands) and mouthpieces designed for investigations into lung capacity. The bag is made of durable plastic and is silk screened with graduations up to six litres. Useful for comparing lung volume with height, age etc.</p> <ul> <li>Instructions included</li> </ul> | 62.95 | KIT | FVRATE20 | 1
Biology | B8A20916 | H Type Potometer | <p>This H-Type Potometer is suitable for individual student use. The cut shoot is attached to the side arm with tubing and the wide glass tube acts as the reservoir.</p> <ul> <li>Glass tube: Dimensions: (L)160mm x (D)20mm, with 8mm diameter side arm.</li> <li>Capillary tube: Dimensions: (L)140mm, Capillary bore: 1mm</li> </ul> | 10.05 | EA | FVRATE20 | 1
Biology | B8A21439 | Microburette Grad 0-150mm With 5 cm3 | <p>A microburette used for measuring and sampling gas given off by aquatic plants e.g. Elodea. The microburette comprises of a bulb tube graduated from zero to 150mm into which the cut end of an Elodea shoot is inserted. </p> <p>Gas is collected in the burette and may be drawn into a syringe for analysis. Comes complete with 5cm syringe and screw clip. </p> <ul> <li>Capillary bore: 1mm</li> <li>Overall height: 300mm</li> </ul> | 28.29 | EA | FVRATE20 | 1
Primary Science | B8A22019 | Human Ear | <p>This 4 part model shows the human ear enlarged approximately 3 times. It shows all the essential details of both the internal and external human ear, allowing for teaching of the ear as a collector and receiver of sound. Ossicles and labyrinth removeable. Mounted on a base with key card.</p> <p>Size: 330 x 230 x 220mm.</p> | 60.99 | EA | FVRATE20 | 1
Biology | B8A22639 | Human X-Ray Print Set A4 | <p>Set of 23 X-ray prints on 12 x A4 sheets. Students can look at bone growth in the hand, how a fractured leg heals, follow food along the intestine and see how teeth develop. Special techniques even show up the stomach, blood vessels and other internal organs. Includes an X-ray of a broken leg. </p> <ul> <li>Complete with explanatory notes.</li> </ul> | 15.09 | PK | FVRATE20 | 1
Biology | B8A22640 | Human X-Ray Print Set A3 | <p>Set of 23 X-ray prints on 12 x A3 sheets. Students can look at bone growth in the hand, how a fractured leg heals, follow food along the intestine and see how teeth develop. Special techniques even show up the stomach, blood vessels and other internal organs. Includes an X-ray of a broken leg. </p> <ul> <li>Complete with explanatory notes.</li> </ul> | 17.45 | SET | FVRATE20 | 1
Primary Science | B8A22869 | Half Size Skeleton | <p>The detailed miniature 3D rendering of the human skeleton with spinal nerves is ideal for studying the structure and function of the many bones as well as the spinal nerves of the human body. The model is extremely detailed, including a different coloration of the costal cartilage, and provides an excellent overview of all of the bones in the human body as well as the spinal nerves (cervical, thoracic, lumbar, and sacral). This model provides a visually and effective method for studying the structure and function of the human skeletal system and spinal nerves. Its small size allows for easy manipulation and storage. </p><p>Size: 850mm. </p> | 56.99 | EA | FVRATE20 | 1
Biology | B8A23097 | Harris Plant Hormones Set | <p><strong>*Please note: our Plant Hormones are suitable for use in education only*</strong></p> <p>The study of plant hormones provides a fascinating insight into the way plant growth and development is controlled. This Plant Hormones set can be used to demonstrate the role of plant hormones and their use by man, thus experiments on breaking dormancy in seeds, rooting cuttings, killing weeds, preventing leaves from dropping, etc. are included. These experiments are not difficult to perform and many are suitable for GCSE students.</p> <p>Possible investigations include:</p> <ul> <li>Encouraging root formation</li> <li>Preventing buds from sprouting</li> <li>Controlling the germination of seeds</li> <li>Controlling leaf fall</li> <li>Selective herbicidal action</li> <li>Growing fruits without seeds</li> <li>Acceleration of fruit ripening</li> <li>The effect of I.A.A. on shoot growth</li> <li>The effect of I.A.A. on root growth</li> <li>The effect of Gibberellic Acid on genetically dwarf plants</li> <li>Tropic responses</li> </ul> <p>The set contains:</p> <ul> <li>Full teaching notes</li> <li>Culture Medium - enough to make up 20 Litres</li> <li>Indol-3-yl acetic acid - 1.5g</li> <li>Lanolin - 100g</li> <li>Gibberellic acid - 0.5g</li> <li>2.4D Herbicide - 10ml</li> <li>0.1% IAA in lanolin paste - 100g</li> <li>Coumarin - 5g</li> <li>N.A.A. - 10g</li> <li>0.01% IAA in lanolin paste</li> <li>Thiourea - 10g</li> <li>Ethrel C - 10ml</li> <li>Tetrazolium chloride - 1g</li> <li>Agar - 10g</li> </ul> | 146.55 | PK | FVRATE20 | 1
Biology | B8A23115 | Giberellic Acid 100Mg | <p>Plant growth substance: Gibberellic Acid - 100mg </p> <ul> <li>Molecular Weight: 346.37g/mol</li> <li>CAS No: 77-06-5</li> <li>Hazard: H319</li> <li>Precaution: P305+P351+P338</li> </ul> <p>Solubility in water: 5g/L at 20°C </p> <p> </p> <p> </p> | 15.35 | MME | FVRATE20 | 1
Biology | B8A23139 | Iaa Indol-3-Yl-Acetic Acid 1G | <p>Plant growth substance: Indol-3-yl-acetic acid (I.A.A.) - 1g </p> <ul> <li>Alternative Names: IAA, Heteroauxin</li> <li>Molecular Weight: 197.17g/mol</li> <li>CAS Number: 6505-45-9</li> </ul> | 7.4 | MGA | FVRATE20 | 1
Biology | B8A23140 | Iaa Indol-3-Yl-Acetic Acid 5G | <p>Plant growth substance: Indol-3-yl-acetic acid (I.A.A.) - 5g </p> <ul> <li>Alternative Names: IAA, Heteroauxin</li> <li>Molecular Weight: 197.17g/mol</li> <li>CAS Number: 6505-45-9</li> </ul> | 27.4 | MGE | FVRATE20 | 1
Biology | B8A23152 | Iaa 0.1% W/W In Lanolin | <p>Plant growth substance: Indol-3-yl-acetic acid (I.A.A.) 0.1% w/w in Lanolin - 100g </p> <ul> <li>Alternative Names: IAA, Heteroauxin</li> <li>Molecular Weight: 197.17g/mol</li> <li>CAS Number: 6505-45-9</li> </ul> | 17.5 | EA | FVRATE20 | 1
Biology | B8A23199 | Kinetin (1mm Dm3= 0.215G/L) | <p>Plant growth substance: Kinetin (0.215g/litre) - 100ml </p> <ul> <li>Alternative Name: 6-Furfurylaminopurine</li> <li>Molecular Weight: 215.21g/mol</li> <li>CAS Number: 525-79-1</li> </ul> <p> </p> | 10.5 | VMO | FVRATE20 | 1
Biology | B8A23322 | Meristem Culture Medium | <p>Meristem culture medium for the regeneration of plants from callus culture (e.g. carrot or cauliflower). </p> <ul> <li>Includes 10 vials</li> </ul> | 47.5 | P10 | FVRATE20 | 1
Biology | B8A23334 | Meristem Tissue Culture 2x100cm3 | <p>Meristem culture medium for the regeneration of plants from callus culture (e.g. for cloning carrots or cauliflower).</p> <ul> <li>Volume: 2 x 100ml bottles</li> </ul> <p>The meristem medium is used in our Cauliflower Cloning Kit.</p> | 29.15 | EA | FVRATE20 | 1
Biology | B8A23486 | Murashige And Skoog Plant Salt Mixture | <p><strong>*Please note: our M&amp;S Medium is only suitable for use in education.*</strong></p> <p>Murashige and Skoog is a base for plant tissue culture media.</p> <p>The mixture is without plant hormones or agar, which should be added as follows:</p> <ul> <li>To maintain callus add 5x10-8g/litre 2,4-D (weedkiller) and 8g/litre agar.</li> <li>To maintain apical meristem, or for rooting shoot tips, add 0.3mg/litre IAA, 1mg/litre kinetin and 6g/litre of agar.</li> </ul> | 14.85 | VLA | FVRATE20 | 1
Biology | B8A23504 | Murashige And Skoog Medium 1L | <p><strong>*Please note: our M&amp;S Medium is only suitable for use in education.</strong></p> <p>Murashige and Skoog is a base for plant tissue culture media.</p> <p>This mixture is without sucrose, IAA, Kinetin and Agar.</p> <ul> <li>Agar should be added at 10g/litre</li> <li>Supplied as powder sufficient to make 1 litre of medium</li> </ul> | 15.25 | VLA | FVRATE20 | 1
Biology | B8A23516 | Murashige And Skoog Medium 5L | <p><strong>*Please note: our M&amp;S Medium is only suitable for use in education.</strong></p> <p>Murashige and Skoog is a base for plant tissue culture media.</p> <p>The mixture is without sucrose, IAA, Kinetin and Agar.</p> <ul> <li>Agar should be added at 10g/litre.</li> <li>Supplied as powder sufficient to make 5 Litres of medium.</li> </ul> | 79.05 | VLG | FVRATE20 | 1
Biology | B8A23528 | Plant Culture Set | <p><strong>*Please note: our Plant Hormones are suitable for use in education only*</strong></p> <p>The kit consists of a plant culture medium which contains all the elements required by the plant as well as a range of mixtures which are deficient in one element only.</p> <p>These media are provided in powder form and are simply added to water before use.</p> <p>A clear demonstration of deficiency diseases can be given by growing seedlings or cuttings in the various solutions, following the full experimental details which are supplied.</p> <p>The Plant Culture Kit contains:</p> <ul> <li>5 x pots of Plant Culture Medium</li> <li>8 x pots of Sach's Water Culture Medium (Complete, and lacking in Calcium, Magnesium, Potassium, Nitrogen, Phosphorus, Iron &amp; Sulfur)</li> </ul> | 69.3 | PK | FVRATE20 | 1
Biology | B8A23565 | Mineral Deficiency Sachs Water Cult Set | <p>Sach's Water Culture Medium - Mineral Deficiency Set </p> <ul> <li>Eight tubes each containing sufficient material to prepare four litres of liquid medium.</li> </ul> <p>One tube of each is lacking: </p> <ul> <li>Phosphorus</li> <li>Nitrogen</li> <li>Calcium</li> <li>Potassium</li> <li>Magnesium</li> <li>Iron</li> <li>Sulphur</li> </ul> <p>One tube is complete (normal) medium for comparison. </p> | 40.25 | P 8 | FVRATE20 | 1
Biology | B8A23577 | Water Culture Solution Sachs Complete P6 | <p>Sach's Water Culture Medium - Complete </p> <ul> <li>Each pack contains six tubes each containing sufficient material to prepare four litres of liquid medium.</li> </ul> | 32.89 | P 6 | FVRATE20 | 1
Biology | B8A23590 | Sachs Water Culture Med Lacking Nitrogen | <p>Sach's Water Culture Medium - Lacking in Nitrogen </p> <ul> <li>Each pack contains six tubes which each contain sufficient material to prepare four litres of liquid medium to show how Nitrogen deficiency can affect a plant.</li> </ul> | 30.65 | P 6 | FVRATE20 | 1
Biology | B8A23989 | Giant Flower Model | <p>This enlarged model flower allows students to study the floral and reproductive structure of a dicot. Petals, sepals and stamens are detachable. One anther has been sectioned to reveal the pollen within.</p> <p>The stigma is shown with pollen grains attached, one of which has generated a pollen tube which is shown entering the cut away ovary. All important structures are number coded for identification.</p> <ul> <li>Dimensions: 430mm x 360mm x 250mm</li> </ul> | 94.05 | EA | FVRATE20 | 1
Biology | B8A24211 | Slimguide Skin Fold Calliper | <p>A skin fold calliper is a device which measures the thickness of a fold of skin with its underlying layer of fat. By doing this at key locations on the body it is possible to estimate the total percentage body fat of a person. </p> <p>Skin fold callipers have springs which exert a set pressure on the skin fold, generally 10g/mm², and an accurate scale which measures the thickness in millimetres. </p> <ul> <li>Instruction booklet included.</li> <li>Calibrated jaw measures up to 80mm.</li> <li>Measurements read to the nearest 0.5 mm.</li> <li>Easy to use pistol grip trigger.</li> <li>Dual springs for consistent measurements.</li> <li>Comes with an informative 22-page instruction manual.</li> <li>Made of durable ABS plastic.</li> <li>Weight: 200g.</li> <li>Dimensions: 280mm x 250mm</li> </ul> | 30.29 | EA | FVRATE20 | 1
Biology | B8A24326 | Smokey Sue | <p>Smokey Sue is a good product to visually demonstrate the consequences of smoking. Pump the bulb in the neck to ignite a cigarette in her mouth and watch the tars collect in the test tube where her "lungs" would be. </p> <p>The test tube can be passed around the lesson to show the effect. </p> <p>Smokey Sue includes: </p> <ul> <li>A plastic stand</li> <li>3 collection tubes</li> <li>High quality carrying case</li> </ul> <p>Cigarettes are not included with this product. </p> | 247.99 | EA | FVRATE20 | 1
Biology | B8A24533 | Condom Training Model H145mm | <p>Teach students how to apply and use a condom safely. This Condom Trainer Model is a low cost expanded polystyrene model of an erect human penis. For individual or group tuition in the correct use of condoms. </p> <ul> <li>Overall height: 145mm</li> <li>Supplied in packs of 20 WITHOUT condoms.</li> </ul> | 59.79 | P20 | FVRATE20 | 1
Biology | B8A24600 | NITROGEN CYCLE KIT | <p>A collection of nine investigations for students enabling them to follow those transformations occurring in the soil which result in the recycling of nitrogen and the maintenance of fertility. </p> <p>Experiments include: </p> <ul> <li>Nitrogen fixation by Azotobacter and Rhizobium</li> <li>Hydrolysis of proteins - gelatine - casein - blood protein</li> <li>Deamination of peptone</li> <li>Oxidation of ammonia and nitrite</li> <li>Denitrification of Nitrate</li> </ul> <p>The kit contains: </p> <ul> <li>Mannitol Salts Medium</li> <li>Nutrient Gelatine</li> <li>Peptone Water</li> <li>Agricultural Dried Blood</li> <li>Glucose Yeast Extract</li> <li>Nutrient Casein Agar</li> <li>Crystal Violet Solution</li> <li>Nitrate Formation Medium</li> <li>Nitrate Broth Medium</li> <li>Ammonium Test Strips</li> <li>Nitrate Test Strips</li> <li>Full instructions</li> </ul> <p>Additional materials required (not included): </p> <ul> <li>Petri Dishes</li> <li>Air dried soil</li> <li>Pipettes</li> <li>Sterile inoculating loop</li> <li>Test Tubes (sterilised)</li> <li>Parafilm</li> <li>Cotton Wool</li> <li>Glass Microscope Slides</li> </ul> <p> </p> | 152.45 | KIT | FVRATE20 | 1
Environmental Science | B8A24867 | Quadrat Iron Wire Side Length 100mm | <p>Square, constructed of 5mm gauge wire, for taking population surveys on flat terrain.</p> <ul> <li>Side length: 100mm.</li> </ul> | 2.45 | EA | FVRATE20 | 1
Environmental Science | B8A24958 | Frame Quadrat 500x500mm | <p>Frame Quadrat - Heavy gauge steel wire with a tough protective plastic coating.&nbsp;&nbsp;</p> <ul> <li>Size: 500mm x 500mm.</li> </ul> | 15.19 | EA | FVRATE20 | 1
Environmental Science | B8A24969 | Grid Quadrat 100 Squares | <p>Grid Quadrat - Heavy gauge steel wire with a tough protective plastic coating.</p> <ul> <li>500mm x 500mm,</li> <li>Sub-divided into 100 grid squares</li> </ul> | 21.95 | EA | FVRATE20 | 1
Environmental Science | B8A25008 | Pooter 75mm X 25mm Diam | <p>For collecting flies, spiders, and other small arthropods. A glass specimen tube, (75 x 25mm), with inlet and outlet tubes via a rubber stopper. Collecting tube has flared end and mouthpiece has a flexible connection. </p> | 14.95 | EA | FVRATE20 | 1
Geography | B8A33996 | Political Globe 30cm | <p>This 300mm political globe features detailed cartography in a political format. It has raised relief on the landmasses and over 4000 place names and pieces of information. The globe ball is mounted on a durable plastic base and graduated meridian and comes supplied with an information booklet suitable for use as teacher's notes. Ideal for KS2.</p> <ul> <li>300mm diameter globe</li> <li>Over 4000 political details</li> <li>Raised relief of landmasses</li> <li>Graduated meridian</li> <li>Information booklet</li> <li>Made from recycled fibreboard</li> </ul> | 32.99 | EA | FVRATE20 | 1
Environmental Science | B8A34058 | Orbit Tellurium 2 | <p>Astronomy teaching model of the Sun, Earth and Moon system</p> <p>This attractive hands-on astronomy tellurium model shows the Sun, Earth and Moon, correctly geared to show each month as the Earth orbits the Sun.</p> <p>A high quality tellurium designed to demonstrate on a large scale the relative movements of the Sun, Earth and Moon, so that the causes of a number of phenomena can be understood such as day and night, changing length and direction of shadows, seasons of the year, phases of the Moon, eclipses of the Sun and Moon. Teacher's notes written for the non-specialist astronomer cover all these topics.</p> <p>The flexible design instantly engages pupils and illustrates complex relationships more easily.</p> <ul> <li>Rotate the model and watch as the Earth orbits the Sun, the moon orbits the Earth and the Earth spins on its axis.</li> <li>Shine the light from the sun onto the Earth to model night and day, the seasons and eclipses and create shadows.</li> <li>Use the small-scale Earth and Moon on an inclined orbit to give an accurate demonstration of the phases of the moon and show why eclipses do not happen every month.</li> </ul> <p>Subjects to study:</p> <ul> <li>Day and night</li> <li>Seasons of the year</li> <li>The sun's movement across the sky</li> <li>Changing length of daylight</li> <li>Shadows</li> <li>The phases of the Moon</li> <li>The crescent moon from different latitudes</li> <li>Eclipses of the Moon and Sun</li> <li>Use of sundials and shadow sticks</li> <li>Lunar months and festivals linked to the Moon</li> </ul> <p><strong>Tellurium set contents</strong>: Orbit Tellurium model with accessory tidy, two sizes of Earth and Moon, stick-on model person, sundial, date, eclipse and phase of the moon indicator cards plus teacher guide with suggested activities.</p> <ul> <li>Suitable for Key Stage 2, 3 and 4 (GCSE) levels of education.</li> <li>Tellurium <strong>dimensions</strong>: 65 cm long, 25 cm high.</li> <li>Power transformer included.</li> </ul> | 330.39 | EA | FVRATE20 | 1
Environmental Science | B8A34204 | Orbit Orrery | <p>The Orbit Orrery model of the Sun lights up and features the planets as far as Neptune. The Earth has a moon and the planets can be moved around the Sun by hand and the Moon around the Earth. This orrery is suited to demonstrating the shape and motions of the solar system at Key Stage 2 and 3 levels of education in astronomy.</p> <p>It demonstrates the overall shape of the solar system and the relative movements of the planets and the Earth's moon. The hands-on model with teaching guide helps pupils understand the solar system including its shape, the sun as the source of its light, planetary orbits, the planets' names and which planets may be seen on given days. The planets, can be rotated by hand around the Sun which lights up while the moon can be rotated around the Earth. The planets are relative in terms of their size as they appear in the solar system.</p> <ul> <li>Overall height: 100mm.</li> <li>Diameter of largest Orbit 38cm.</li> <li>Requires 2 x AA batteries (not included) to light the sun.</li> <li>Teachers notes and battery holder included.</li> </ul> | 30.75 | EA | FVRATE20 | 1
Environmental Science | B8A34216 | Helios Planetarium | <p>A working model of the planetary system with a 'Star dome' making it a versatile aid for teaching basic astronomy. The planetarium comprises a circular base on which the model planets revolve around the Sun at their correct relative speeds. The upper edge of the base has a calendar and a degree scale for setting the planetary positions. The star dome is of the northern hemisphere.</p> <ul> <li>Supplied with teaching manual covering history, the Sun, planets, comets and space exploration as well as useful tips for demonstration.</li> <li>Complete with all accessories, and a 240V mains power unit fitted with double insulation and thermal cut-out for overload protection,</li> <li>It is supplied with a star dome for the northern hemisphere.</li> <li>This orrery is suitable from Key Stage 2 to University levels of education.</li> </ul> <p>The model enables the study of the following topics:</p> <ul> <li>The Planets in their orbits (length of a year, inferior and superior planets)</li> <li>The phases of Venus</li> <li>The Moon and its phases (external light source required)</li> <li>Eclipse basics</li> <li>Time - solar, sidereal and G.M.T.</li> <li>The ecliptic and the Zodiacal constellations</li> <li>How the planets appear to move against the night sky</li> <li>Use of the Helios outside at night - where should the stars appear in the sky?</li> </ul> <p>With the large Earth and Moon accessories that are included, you can also watch as the Earth rotates on its axis while the Moon orbits it every 29.5 'days'. Using an external light source (torch, projector), the larger size of Earth and Moon enables you to demonstrate the following events much more clearly:</p> <ul> <li>Day and night</li> <li>Shadows and the seasons</li> <li>The Moon's month, phases and eclipses</li> <li>The Pole Star, circumpolar stars and a nocturnal</li> <li>The Moon and stars from different positions on Earth</li> <li>The tides</li> <li>Space travel</li> </ul> | 641.75 | EA | FVRATE20 | 1
Chemistry | B8A34629 | Harris Steam Jacket With Syringe 0 - 100 | <p>For determining the molar mass of volatile liquids with a boiling point below 80°C, steam is used to vaporise the sample. The graduated syringe is surrounded by a borosilicate glass jacket supported in place by two rubber bungs also carrying an inlet and outlet tube for the steam, with a hole to accommodate the thermometer. </p> <p>Dimensions: </p> <ul> <li>Syringe - 0-100cm x 0.1cm3</li> <li>Dimensions - 215mm x 60mm</li> <li>Supplied WITHOUT thermometer</li> </ul> <p>Thermometers are available to purchase separately: B8A86150 </p> | 151.85 | EA | FVRATE20 | 1
Chemistry | B8A34873 | Molymod Organic (Teachers) Set | <p>The Molymod organic set can be used to make quality, colour-coded 3D models, any number of simple molecules can be made from this teacher kit. Designed for those needing to make many models, such as teachers and lecturers.</p> <p>The atom parts are made of solid plastic spheres and are available with from 1 - 6 holes in the usual angular orientations.</p> <p>The contents are contained within a compact, sturdy plastic storage box.</p> <p>The contents of the Molymod organic teacher set include;</p> <p>Atoms:</p> <ul> <li>24 carbon atoms (black, 4 hole, tetrahedral)</li> <li>6 carbon atoms (black, 5 hole, trigonal bipyramidal)</li> <li>2 carbon atoms (black, 2 hole, linear)</li> <li>6 carbon atoms (black, 3 hole, trigonal)</li> <li>12 oxygen atoms (red, 2 hole, angular)</li> <li>40 hydrogen atoms (white, 1 hole)</li> <li>4 nitrogen atoms (blue, 4 hole, tetrahedral)</li> <li>1 sulphur atom (yellow, 4 holes, tetrahedral)</li> <li>1 sulphur atom (yellow, 2 holes, angular)</li> <li>4 phosphorus atoms (purple, 4 hole, tetrahedral)</li> <li>8 halogen atoms (green, 1 hole)</li> <li>2 metal atoms (grey, 1 hole)</li> <li>1 metal atom (grey, 2 holes, angular)</li> </ul> <p>Bonds:</p> <ul> <li>55 medium links (grey, single bonds)</li> <li>25 long flexible links (grey, double/triple bonds)</li> <li>60 short links (white, all bond types)</li> <li>6 pink unhybridized p-lobes, 6 purple unhybridized p-lobes and 6 lone pair of electrons lobes.</li> </ul> <p>Tool:</p> <ul> <li>1 tool (used for disassembling models containing short link bonds)</li> </ul> | 38.55 | PK | FVRATE20 | 1
Chemistry | B8A34885 | Molymod Organic (Student) Set | <p>The Molymod&reg; organic chemistry set for students can be used to make quality, colour-coded 3D models of many organic molecules and also to illustrate various forms of isomerism in organic systems.</p> <p>Atom parts are made of solid plastic spheres and are available with from 1 - 6 holes in the usual angular orientations.</p> <p>The contents are contained within a compact, sturdy plastic storage box.</p> <p>Atoms:</p> <ul> <li>20 hydrogen atoms (white, 1 hole)</li> <li>12 carbon atoms (black, 4 hole, tetrahedral)</li> <li>2 nitrogen atoms (blue, 3 hole, trigonal)</li> <li>2 nitrogen atoms (blue, 2 hole, angular)</li> <li>6 oxygen atoms (red, 2 hole, angular)</li> <li>1 sulphur atom (yellow, 4 hole, tetrahedral)</li> <li>1 sulphur atom (yellow, 6 hole, octahedral)</li> <li>4 halogen atoms (green, 1 hole)</li> <li>1 metal atom (grey, 1 hole)</li> <li>1 phosphorus atoms (purple, 4 hole, tetrahedral)</li> </ul> <p>Bonds:</p> <ul> <li>26 short white links (bonds)</li> <li>26 medium grey links (bonds)</li> <li>12 long grey flexible links (double/triple bonds)</li> </ul> | 18.89 | PK | FVRATE20 | 1
Chemistry | B8A34897 | Molymod Inorganic Organic (Teachers) Set | <p>The Molymod Inorganic/Organic Teacher Set can be used to make quality, colour-coded 3D models, Designed to make a wide range of open type models, such as amines, inorganic acids, metal oxides and simple organic structures. </p> <p>Contents are supplied in a compact, sturdy plastic storage box. </p> <p>Atoms: </p> <ul> <li>12 Hydrogen (1 holes)</li> <li>2 Hydrogen (2 holes)</li> <li>14 Carbon (4 holes)</li> <li>6 Carbon (5 holes)</li> <li>13 Oxygen ( 2 holes)</li> <li>4 Oxygen (4 holes)</li> <li>5 Oxygen (1 hole)</li> <li>6 Nitrogen (4 holes)</li> <li>4 Nitrogen (3 holes)</li> <li>8 Sulphur (2 holes)</li> <li>4 Sulphur (4 holes)</li> <li>1 Sulphur (6 holes)</li> <li>4 Phosphorus (4 holes)</li> <li>1 Phosphorus (5 holes)</li> <li>2 Phosphorus (3 holes)</li> <li>8 Halogen (1 hole)</li> <li>4 Metal (1 hole)</li> <li>3 Metal (2 holes)</li> <li>2 Metal (3 holes)</li> <li>4 Metal (4 holes)</li> <li>1 Metal (6 holes)</li> </ul> <p> Bonds: </p> <ul> <li> 38 grey medium</li> <li>12 purple medium</li> <li>36 long flexible grey</li> <li>Atomic orbitals: 6 pink unhybridized p-lobes, 6 purple unhybridized p-lobes, and 6 lone pair of electrons lobes.</li> </ul> | 38.55 | PK | FVRATE20 | 1
Chemistry | B8A34903 | Molymod Inorganic Organic (Student) Set | <p>The Molymod&reg; Inorganic/Organic Student Set can be used to make quality, colour-coded 3D models, Designed to make a wide range of open type models, such as amines, inorganic acids, metal oxides and simple organic structures.</p> <p>Contents are supplied in a compact plastic storage box.</p> <p>Atoms:</p> <ul> <li>2 x metal (1 hole)</li> <li>3 x metal (2 hole)</li> <li>1 x metal (3 hole)</li> <li>1 x metal (4 hole)</li> <li>1 x metal (6 hole)</li> <li>6 x halogen (1 hole)</li> <li>1 x oxygen (4 hole)</li> <li>6 x oxygen (2 hole)</li> <li>1 x boron (3 hole)</li> <li>1 x sulphur (2 hole)</li> <li>1 x nitrogen (3 hole)</li> <li>2 x nitrogen (4 hole)</li> <li>6 x carbon (4 hole)</li> <li>1 x phosphorous (3 hole)</li> <li>1 x phosphorous (5 hole)</li> <li>14 x hydrogen (1 hole)</li> <li>1 x brown (3 hole)</li> <li>1 x brown (4 hole)</li> <li>1 x brown (5 hole)</li> <li>1 x brown (6 hole)</li> </ul> <p>Bonds:</p> <ul> <li>3 x lone pair paddles</li> <li>20 x grey medium</li> <li>5 x purple medium</li> <li>12 x grey long flexible</li> </ul> | 18.89 | PK | FVRATE20 | 1
Chemistry | B8A34940 | Molymod Biochemistry Set (Student) | <p>The Molymod Biochemistry Student Set can be used to make quality, colour-coded 3D models, Designed to make most of the common structures necessary for the study of molecular biology. </p> <p>Atoms: </p> <ul> <li>12 x carbon (4 hole tetrahedral)</li> <li>9 x carbon (3 hole, trigonal)</li> <li>11 x oxygen (2 hole, angular)</li> <li>2 x oxygen (1 hole)</li> <li>3 x nitrogen (4 hole tetrahedral)</li> <li>6 x nitrogen (3 hole trigonal)</li> <li>2 x nitrogen (2 hole, angular)</li> <li>1 x sulphur (2 hole, angular)</li> <li>1 x phosphorus (4 hole, tetrahedral)</li> <li>22 x hydrogen (1 hole)</li> <li>3 x hydrogen (2 hole, angular)</li> </ul> <p>Bonds: </p> <ul> <li>40 medium grey</li> </ul> | 20.25 | PK | FVRATE20 | 1
Chemistry | B8A36122 | Harris Simple Gas Preparation Kit | <p>A small scale gas preparation kit for producing gases which can be collected over water, e.g. oxygen, hydrogen and carbon dioxide.</p> <p>The kit comprises of:-</p> <ul> <li>Plastic tank with lid</li> <li>Test tube stand</li> <li>Five test tubes: 150mm x 24mm with stoppers.</li> <li>Thistle funnel.</li> <li>Test tube with side arm and one-hole stopper.</li> <li>Special glass chimney shelf.</li> <li>Delivery tube and tubing connector.</li> <li>It is not recommended that these tubes be exposed to temperatures above 60&deg;C.</li> </ul> <p>The tank and lid form a storage box for all components.</p> | 47.19 | EA | FVRATE20 | 1
Chemistry | B8A36171 | Gas Syringe Glass 100cm3 | <p>Precision ground graduated glass syringe, gas tight and heat resistant.</p> <ul> <li>Capacity: 100cm&sup3; x 1cm&sup3;</li> <li>Outlet Diameter: 7mm</li> </ul> <p>Gas Syringes are also available as a pack of 4 (B8R07747).</p> <p>Associated Products:</p> <ul> <li>Gas Syringe Holder: B8A84402</li> <li>Gas Syringe End Cap: B8R07734</li> </ul> | 28.15 | EA | FVRATE20 | 1
Chemistry | B8A36249 | Quickfit Set (27BU/M 14/23 Joints) | <p>Comprising of 9 Quickfit&reg; glassware components all with the 14/23 ground-glass joints. This set is ideal for use in schools, colleges and universities to introduce students to the principle techniques of organic chemistry. It allows the construction of at least 8 assemblies, and works on starting material quantities up to 30g.</p> <p>The set is supplied in a robust cardboard box with foam rubber liner to provide safe storage and transit.</p> <p>Contents:</p> <ul> <li>Pear shaped flask: 50cm&sup3;</li> <li>Still head</li> <li>Liebig condenser</li> <li>Screwcap adaptor</li> <li>Receiver adaptor</li> <li>Thermometer: 0 - 110&deg;C x 2&deg;C</li> <li>Dropping funnel: 50cm&sup3; with Rotaflo tap</li> <li>Stopper</li> <li>Air leak/steam inlet tube</li> </ul> | 255.35 | PK | FVRATE20 | 1
Chemistry | B8A36304 | Quickfit Pear Shaped Flask 50ml 14/23 | <p>This Quickfit® semi-micro pear shaped distillation flask features a high quality Quickfit® ground glass socket. It is made of Borosilicate glass for chemical resistance and thermal performance. The pear shaped design allows distillation down to small quantities which will reduce losses from thermal decomposition. Ideal for semi-micro distillations. </p> <ul> <li>Capacity: 50ml</li> <li>Socket size:14/23</li> </ul> | 10.99 | EA | FVRATE20 | 1
Chemistry | B8A36316 | Quickfit Pear Shaped Flask With 2 Necks | <p>This Quickfit® two neck pear shaped distillation flask features a high quality Quickfit® ground glass sockets. It has a vertical centre neck and angled side neck, both with 14/23 ground socket joints. </p> <ul> <li>Capacity: 50ml</li> <li>Socket size:14/23</li> </ul> <p> </p> <p> </p> | 52.29 | EA | FVRATE20 | 1
Chemistry | B8A36339 | Quickfit Still Head 14-23 14-23 14-23 | <p>This widely used still head adapter is used in most distillation assemblies to connect the condenser and the flask. With an upper socket designed to accept a thermometer via a cone/screw thread adapter or thermometer pocket.</p> <ul> <li>Cone Size to fit condenser: 14/23</li> <li>Cone Size to fit flask: 14/23</li> <li>Socket Size: 14/23</li> </ul> | 27.39 | EA | FVRATE20 | 1
Chemistry | B8A36353 | Quickfit Receiver Adaptor 190mm 14/23 | <p>Quickfit&reg; Receiver Adapter useful for feeding distillate from condensers into receiving vessels.</p> <ul> <li>Length: 190mm</li> <li>Socket Size: 14/23</li> <li>Bend angle: 105&deg;</li> </ul> | 20.35 | EA | FVRATE20 | 1
Chemistry | B8A36377 | Quickfit Stopper 14-23 | <p>Borosilicate glass stopper with hexagonal head for improved grip. </p> <ul> <li>Cone Size: 14/23</li> <li>Overall Height: 56mm</li> </ul> <p>Ground glass stopper supplied in European 'B' length joint sizes, making them suitable for use with any jointed glassware products with the same joint size. </p> <ul> <li>Ideally suited for use with Quickfit® jointed glassware and other glassware having ground glass joints.</li> <li>Complies to ISO 383 standard tapers</li> <li>Borosilicate glass for chemical durability and high temperature performance</li> <li>Hollow blown construction to reduce weight</li> <li>Hexagonal head prevents the stopper from rolling and provides good grip</li> <li>Top of the stopper is flat, allowing them to be stood on end and avoid contamination of the ground surface</li> </ul> | 6.79 | EA | FVRATE20 | 1
Chemistry | B8A36479 | Organic Glassware- Set 1 14/23 Joints | <p>Basic jointed glassware set made from Borosilicate glass, with ground glass joints, ideal for simple preparations in Organic Chemistry.</p> <ul> <li>Cone size: 14/23</li> <li>Socket size: 14/23</li> </ul> <p>Contents:</p> <ul> <li>Still head</li> <li>Condenser</li> <li>Plain long bend</li> <li>Thermometer pocket</li> <li>Pear shape flask (50ml)</li> </ul> | 80.09 | PK | FVRATE20 | 1
Chemistry | B8A36481 | Organic Glassware- Philip Harris Set 2 | <p>Simple jointed glassware set made from Borosilicate glass with ground glass joints. Ideal for use in schools where preparative Organic Chemistry is taught. Experiments requiring an air leak-steam inlet tube may be performed with this kit.</p> <p>Contents:</p> <ul> <li>Still head</li> <li>Condenser</li> <li>Plain long bend</li> <li>Thermometer pocket</li> <li>Pear shape flask (50ml)</li> <li>Dropping Funnel (50ml)</li> <li>Stopper</li> <li>Tubes/Air inlets straight with cone</li> </ul> <p>Cone size: 14/23</p> <p>Socket size: 14/23</p> | 127.69 | PK | FVRATE20 | 1
Chemistry | B8A36509 | Organic Glassware- Organic Project Set 7 | <p>Multi joint set containing all the equipment a student may need for a project in Organic Chemistry, made from Borosilicate glass with ground glass joints. Allows approximately 150g of product to be produced. Allows student to carry out processes seen in industry on a laboratory scale.</p> <p>Contents:</p> <ul> <li>Condenser (19/26 19/26)</li> <li>Dropping Funnel (19/26 19/26)</li> <li>Conical Flask (50ml) (24/29)</li> <li>Round Bottom Flask (100ml) (24/29)</li> <li>Round Bottom Flask (250ml) (24/29)</li> <li>Round Bottom Flask (50ml) (24/29)</li> <li>Multiple Adapter (19/26 24/29)</li> <li>Tubes/Air Inlet with cone (19/26)</li> <li>Reduction Adapter (19/26 24/29)</li> <li>Plain Long Bend (19/26)</li> <li>Bend with Vent (19/26 24/29)</li> <li>Still Head (19/26 19/26)</li> <li>2 x Closed End Stopper (19/26)</li> <li>Closed End Stopper (24/29)</li> <li>Thermometer Pocket (14/23)</li> </ul> | 331.59 | PK | FVRATE20 | 1
Chemistry | B8A36559 | Condenser Liebig 19-26 400mm | <p>Liebig Condenser, made from Borosilicate glass with ground glass joints and 13mm screw thread connectors.</p> <ul> <li>Effective Length: 400mm</li> <li>Cone Size: 19/26</li> <li>Socket Size: 19/26</li> <li>Material: Borosilicate Glass</li> </ul> | 22.95 | EA | FVRATE20 | 1
Chemistry | B8A36572 | Quickfit Fractionating Column 24/29 | <p>Vigreux fractionating column, uses a combination of horizontal and angled indentations to significantly increase the surface area of the column to increase it's efficiency. This is a popular and easy to use column. The angled indentations redistribute liquid from the walls to the centre of the column. </p> <ul> <li>Length: 360mm</li> <li>Cone Size: 24/29</li> <li>Socket Size: 24/29</li> </ul> | 113.89 | EA | FVRATE20 | 1
Chemistry | B8A36649 | Conical Flasks 250cm3 Socket 19/26 | <p>Conical flask made from borosilicate glass with ground glass joints.</p> <ul> <li>Volume: 250ml</li> <li>Socket Size: 19/26</li> <li>Material: 3.3 Borosilicate Glass</li> </ul> | 9.55 | EA | FVRATE20 | 1
Chemistry | B8A36675 | Boiling Flasks Short Neck 100ml 14-23 | <p>Round bottom flask with short neck made from Borosilicate glass with short neck and ground glass joints. </p> <ul> <li>Capacity: 100ml</li> <li>Socket Size: 14/23</li> </ul> | 9.05 | EA | FVRATE20 | 1
Chemistry | B8A36687 | Boiling Flasks Short Neck 100ml 24-29 | <p>Round bottom flask with short neck made from Borosilicate glass, with ground glass joints. </p> <ul> <li>Capacity: 100ml</li> <li>Socket Size: 24/29</li> </ul> | 9.85 | EA | FVRATE20 | 1
Chemistry | B8A36705 | Boiling Flasks Short Neck 250mL 24-29 | <p>Round bottom flask with short neck made from Borosilicate glass, with ground glass joints.</p> <ul> <li>Capacity: 250ml</li> <li>Socket Size: 24/29</li> </ul> | 11.39 | EA | FVRATE20 | 1
Chemistry | B8A36754 | Pear Shaped Flasks Single Neck 100ML | <p>Single neck pear shaped flask made from Borosilicate glass, with ground glass joint.</p> <ul> <li>Capacity: 100ml</li> <li>Socket Size: 14/23</li> </ul> | 5.99 | EA | FVRATE20 | 1
Chemistry | B8A36789 | Buchner Filter Flask 100ml Joint 19-26 | <p>Buchner filter flask made with Borosilicate glass, with ground glass joint. Suitable for filtration under pressure. </p> <ul> <li>Capacity: 100ml</li> <li>Socket Size: 19/26</li> </ul> | 23.65 | EA | FVRATE20 | 1
Chemistry | B8A36857 | Reduction Adaptors Socket 14-23 | <p>Reduction adapter made of Borosilicate glass, with ground glass joints. Useful for the connection of different sized ground glass joints, they have a smaller socket at the top and a larger cone size at the bottom.</p> <ul> <li>Socket Size: 14/23</li> <li>Cone Size: 19/26</li> </ul> | 6.59 | EA | FVRATE20 | 1
Chemistry | B8A36936 | Plain Bends (Long) Socket 14/23 | <p>Plain Bends (Long) made out of Borosilicate glass with ground glass joint. Made for feeding distillate from condensers into receiving vessels.</p> <ul> <li>Socket Size: 14/23.</li> <li>Length: 190mm.</li> </ul> | 5.49 | EA | FVRATE20 | 1
Chemistry | B8A36959 | Plain Stillhead 14/23 | <p>Plain stillhead made of Borosilicate glass, with ground glass joints. has a top socket to accept a thermometer pocket. Used in distillation assembly to connect the condenser and the flask </p> <p>Cone size: 14/23 </p> <p>Socket size:14/23 </p> | 6.39 | EA | FVRATE20 | 1
Chemistry | B8A37096 | Hoffmanns Voltameter | <p>The Hoffman's Voltameter is used for demonstrating the chemical composition of water by volume and the electrochemical equivalent of hydrogen by electrolysis of water. Platinum electrodes mounted in rubber stoppers are used for the electrolysis of acidified water, but carbon electrodes must be used for ammonia solutions or hydrochloric acid (or any other chloride-containing solution). Stopcock and reservoir at apex of outer tubes and inner tube respectively. </p> <p>Specifications: </p> <ul> <li>Outer Limbs: Graduated 50cm³ x 2cm³</li> <li>Overall Height: 720mm.</li> <li>Width: 87mm.</li> <li>Reservoir Capacity: 200cm³</li> <li>Complete with one pair of platinum electrodes.</li> </ul> <p>Supplied WITHOUT clamps or stand. </p> <p>Spare mounted electrodes are available to purchase separately: </p> <ul> <li>Platinum (B8A37126)</li> <li>Carbon (B8R05772) </li> </ul> | 104.69 | EA | FVRATE20 | 1
Chemistry | B8A37126 | Platinum Electrode For Hoffmann | <p>Pair of Platinum Electrodes mounted in a rubber stopper, for use with the Hoffman's Voltameter (B8A37096). The tube has a outer diameter of is 20.3mm at the rim and the internal is 15.9mm, the glass rod has an outer diameter of 7.2mm.&nbsp;&nbsp;</p> <ul> <li>Length: 84mm</li> <li>Pack of 2</li> </ul> | 46.59 | PAA | FVRATE20 | 1
Chemistry | B8A37242 | Carbon Rods - 100mm | <p>Carbon Rod Electrodes&nbsp;</p> <p>Ideal for general use in electrolysis experiments.</p> <ul> <li>Length: 100mm</li> <li>Diameter: 5mm</li> <li>Pack of 50</li> </ul> | 14.95 | P50 | FVRATE20 | 1
Chemistry | B8A37319 | DL Aspartic Acid 5ml | <p>DL Aspartic Acid - 5ml</p> <ul> <li>Molecular Weight: 133.10g/mol</li> <li>CAS Number: 617-45-8</li> </ul> <p>Liquid Amino Acid for chromatography and electrophoresis.</p> | 6.1 | VME | FVRATE20 | 1
Chemistry | B8A37321 | DL Leucine 5ml | <p>DL Leucine - 5ml</p> <ul> <li>Molecular Weight: 131.17g/mol</li> <li>CAS Number: 61-90-5</li> </ul> <p>Liquid Amino Acid for chromatography and electrophoresis.</p> | 7.1 | VME | FVRATE20 | 1
Chemistry | B8A37333 | DL Lysine Monohydrochloride 5ml | <p>DL Lysine Monohydrochloride - 5ml</p> <ul> <li>Molecular Weight: 182.65g/mol</li> <li>CAS Number: 657-27-2</li> </ul> <p>Liquid Amino Acid for chromatography and electrophoresis.</p> | 6.2 | VME | FVRATE20 | 1
Chemistry | B8A37345 | Marker Mixture Three Amino Acids 5ml | <p>Marker mixture consisting of: </p> <ul> <li>DL-Aspartic Acid: Molecular Weight: 133.10g/mol, CAS Number: 617-45-8</li> <li>DL-Leucine Molecular Weight: 131.17g/mol CAS Number: 61-90-5</li> <li>DL- Lysine Monohydrochloride Molecular Weight: 182.65g/ Number: 657-27-2 </li> </ul> | 5.95 | VME | FVRATE20 | 1
Chemistry | B8A37357 | Brown Ink 5ml | <p>Ink for Chromatography </p> <ul> <li>Colour: Brown</li> </ul> | 6.1 | VME | FVRATE20 | 1
Chemistry | B8A37369 | Royal Blue Ink 5ml | <p>Ink for Chromatography </p> <ul> <li>Colour: Royal Blue</li> </ul> | 6.1 | VME | FVRATE20 | 1
Chemistry | B8A37370 | Scarlet Ink 5ml | <p>Ink for Chromatography </p> <ul> <li>Colour: Scarlet</li> </ul> | 6.1 | VME | FVRATE20 | 1
Chemistry | B8A37382 | Green Ink 5ml | <p>Ink for Chromatography </p> <ul> <li>Colour: Green</li> </ul> | 6.1 | VME | FVRATE20 | 1
Chemistry | B8A37394 | Blue/Black Ink 5ml | <p>Ink for Chromatography </p> <ul> <li>Colour: Blue/Black</li> </ul> | 6.1 | VME | FVRATE20 | 1
Chemistry | B8A37461 | Set Of Seven Food Dyes | <p>Set of 7 Food Dyes</p> <p>Containing 1g each of:</p> <ul> <li>E102, Tartrazine</li> <li>E133, Brilliant Blue</li> <li>E122, Carmoisine</li> <li>E110, Sunset Yellow</li> <li>E131, Patent Blue V</li> <li>E142, Green S</li> <li>E127, Erythrosine</li> </ul> <p><strong>Please note that our Food Dyes are not considered to be Food Grade Standard and are not fit for human consumption.&nbsp; They are suitable for use in education.</strong></p> | 44.25 | P 7 | FVRATE20 | 1
Primary Science | B8A39081 | Organ Tunic English Version | <p>Child sized tunic with a 3D rib cage and backed organs and labels. A brilliant teaching and learning aid for demonstration, games, discussion, assessment and learning. A photocopiable reference sheet helps place the organs correctly. Guaranteed 5 years. Made in the UK.</p> <p>Size: 600 x 360mm.</p> | 104.89 | EA | FVRATE20 | 1
Primary Science | B8A39123 | Plant In A Pocket | <p>This fabric display resource includes 8 attachable pieces and 8 labels to illustrate flower structure as well as the main parts of a flowering plant. It demonstrates both the internal and external structure of a flower using attractive embroidery and hook and loop pieces. It is made from brushed nylon and is made in the UK.</p> <ul> <li>Finished Mat Dimensions: 390 x 240mm</li> <li>Folded Size: 150 x 240mm</li> </ul> | 33.99 | PK | FVRATE20 | 1
Physics | B8A40409 | Newton Meter 250g 2.5N Blue | <p>Newton Meters - 250g, 2.5N Blue</p> <p>Plastic tubular newton spring balances. Each range is colour coded for convenience and is scaled in both grams and newtons. The spring mechanism is clearly visible, and zero adjustment is incorporated.</p> <ul> <li>Length (including ring and hook): 250mm</li> </ul> | 1.69 | EA | FVRATE20 | 1
Physics | B8A40411 | Newton Meter 500g 5N Green | <p>Newton Meter - 500g, 5N Green</p> <p>Plastic tubular newton spring balances. Each range is colour coded for convenience and is scaled in both grams and newtons. The spring mechanism is clearly visible, and zero adjustment is incorporated.</p> <ul> <li>Length (including ring and hook): 250mm</li> </ul> | 1.69 | EA | FVRATE20 | 1
Physics | B8A40423 | Newton Meter 1kg 10N Brown | <p>Newton Meter - 1kg, 10N Brown</p> <p>Plastic tubular newton spring balance. Each range is colour coded for convenience and is scaled in both grams and newtons. The spring mechanism is clearly visible, and zero adjustment is incorporated.</p> <ul> <li>Length (including ring and hook): 250mm</li> </ul> | 1.7 | EA | FVRATE20 | 1
Physics | B8A40435 | Newton Meter 2kg 20N Red | <p>Newton Meter - 2kg, 20N Red</p> <p>Plastic tubular newton spring balances. Each range is colour coded for convenience and is scaled in both grams and newtons. The spring mechanism is clearly visible, and zero adjustment is incorporated.</p> <ul> <li>Length (including ring and hook): 250mm</li> </ul> | 1.69 | EA | FVRATE20 | 1
Physics | B8A40447 | Newton Meter 3kg 30N White | <p>Newton Meter - 3kg, 30N White</p> <p>Plastic tubular newton spring balances. Each range is colour coded for convenience and is scaled in both grams and newtons. The spring mechanism is clearly visible, and zero adjustment is incorporated.</p> <ul> <li>Length (including ring and hook): 250mm</li> </ul> | 1.69 | EA | FVRATE20 | 1
Physics | B8A40459 | Newton Meter 5kg 50N Yellow | <p>Newton Meters - 5kg, 50N Yellow</p> <p>Plastic tubular newton spring balances. Each range is colour coded for convenience and is scaled in both grams and newtons. The spring mechanism is clearly visible, and zero adjustment is incorporated.</p> <ul> <li>Length (including ring and hook): 250mm</li> </ul> | 1.69 | EA | FVRATE20 | 1
Physics | B8A40460 | Set of six Newton Meters | <p>Plastic tubular newton spring balances. Each range is colour coded for convenience and is scaled in both grams and newtons. The spring mechanism is clearly visible, and zero adjustment is incorporated.</p> <p>Includes one each of:</p> <ul> <li>250g (2.5N)</li> <li>500g (5N)</li> <li>1kg (10N)</li> <li>2kg(20N)</li> <li>3kg (30N)</li> <li>5kg (50N)</li> </ul> <p>Length (including ring and hook): 250mm</p> | 9.75 | PK | FVRATE20 | 1
Physics | B8A41324 | Cubes For Density Invest Stone | <p>Stone cubes for density investigation.</p> <ul> <li>Dimensions: 20mm x 20mm x 20mm</li> <li>Pack of 5</li> </ul> | 7.99 | P 5 | FVRATE20 | 1
Physics | B8A41397 | Expendable Steel Springs | <p>Coils open at 20g load and extend to approximately 60mm at 100g load.</p> <p>Max. extension without permanent deformation is approximately 150mm.</p> <p>Dimensions of coiled portion:</p> <ul> <li>Diameter: 16mm</li> <li>Length: 20mm</li> <li>Overall closed length including end loops 50mm</li> <li>Approximate Spring Constant: 23.50 Nm-1 (Note: there may be variation within packs and batches of springs)</li> </ul> | 11.45 | PHA | FVRATE20 | 1
Physics | B8A41415 | Steel Springs Extension | <p>Coils open at approx. 50g load. Further 100g increments each increase spring length by 15mm approx.</p> <p>Maximum recommended load: 1.5kg</p> <p>Dimensions:</p> <ul> <li>Diameter excluding loops: 37mm</li> <li>Overall length: 58mm</li> <li>Length excluding loops: 25mm</li> <li>Wire diameter: 1.5mm</li> </ul> | 8.39 | P10 | FVRATE20 | 1
Physics | B8A41798 | Crushing Can 260 X 75mm Height X Dia | <p>This can be used to show the forces exerted by atmospheric pressure.</p> <p>A light walled tinplate can with an air-tight neck and screw cap. A small quantity of water in the can is boiled vigorously until steam occupies the space inside the can, at which point the top is screwed down tightly and the heat source removed. As the can cools down, atmospheric pressure is increasingly exerted until the can noisily collapses.</p> <ul> <li>Dimensions: (H)260mm x (D)75mm</li> </ul> | 4.05 | EA | FVRATE20 | 1
Physics | B8A42390 | Ball & Ring Apparatus 2 Piece | <p>Ball and Ring apparatus for demonstrating thermal expansion.</p> <p>The ball will not pass through the ring if it is hot and the ring is cold, but it will pass if both are hot or both are cold.</p> <p>This product has recently been re-designed and approved by CLEAPSS.</p> | 6.09 | PK | FVRATE20 | 1
Physics | B8A42407 | Bar And Gauge Length 225mm | <p>For illustrating expansion by heating and contraction by cooling.</p> <p>Comprising a bar of iron, (L)108mm x (D)12.7mm, mounted on a support rod fitted with a wooden handle, and a brass gauge (150mm x 38mm) with a cut-out, which just admits the bar lengthways, and a hole which passes the bar endways when cold.</p> <ul> <li>Length: 225mm approx.</li> </ul> | 7.19 | EA | FVRATE20 | 1
Physics | B8A42420 | Bi-Metallic Strip Brass And Steel | <p>For demonstrating the differential expansion of 2 metals by the curvature produced when the strip is heated in a Bunsen flame.</p> <p>Comprises strips of brass and steel, each 200mm x 15mm, riveted together and mounted on a wooden handle.</p> <ul> <li>Overall length: 320mm.</li> </ul> | 6.09 | EA | FVRATE20 | 1
Physics | B8A42456 | Calorimeters Copper 75 X 50 mm. | <p>Copper calorimeter with parallel sides and rolled rim. </p> <p>Please note that natural oxidisation can occur. </p> <ul> <li>Dimensions: 75mm x 50mm</li> </ul> <p>Calorimeter Stirrer is available to purchase separately (B8R05623) </p> | 3.35 | EA | FVRATE20 | 1
Physics | B8A42468 | Calorimeters Copper 100 X 65 mm | <p>Copper calorimeter with parallel sides and rolled rim. </p> <p>Please note that natural oxidisation can occur. </p> <ul> <li>Dimensions: 100mm x 65mm</li> </ul> <p>Calorimeter Stirrer is available to purchase separately (B8R05623) </p> | 5.79 | EA | FVRATE20 | 1
Physics | B8A42481 | Calorimeters Aluminium 75 X 50 mm | <p>Aluminium calorimeter with parallel sides and rolled rim. </p> <p>Please note that natural oxidisation can occur. </p> <ul> <li>Dimensions: 75mm x 50mm</li> </ul> <p>Calorimeter Stirrer is available to purchase separately (B8R05623) </p> | 2.05 | EA | FVRATE20 | 1
Physics | B8A42584 | Immersion Heater 12V 50W | <p>A fully sheathed miniature 12V, 50W (nominal) heater specially developed for use with metal block calorimeters.</p> <p>The element is housed in a 150mm x 11mm stainless steel tube, the heated section occupying 70mm from the closed end. Electrical connection is via 300mm flying leads with heat resisting insulation, sealed into the body tube, terminating in 4mm sockets.</p> <p>An external Power Supply is required for use (B8G85458 or similar).</p> <p>The Immersion Heater is also available as a pack of 5 (B8R07559).</p> | 20.25 | EA | FVRATE20 | 1
Chemistry | B8A42638 | Copper Rivets 250g | <ul> <li>Molecular Weight: 63.55g/mol</li> <li>CAS Number:7440-50-8</li> </ul> | 11.7 | MGV | FVRATE20 | 1
Physics | B8A42730 | Thermal Conductivity Of Metals Apparatus | <p>Comprising bars of copper, iron, aluminium and brass with nominal thermal conductivities of 395, 72, 240 and 128 Wm-1K-1 respectively, each 80mm x 20mm x 1.5mm, provided with a hollow for wax and mounted on a wooden ring.</p> <ul> <li>Outside diameter: 130mm</li> <li>Inside diameter: 80mm</li> </ul> | 6.79 | EA | FVRATE20 | 1
Physics | B8A42754 | Convection In Water Apparatus 22 mm Bore | <p>Comprising a 360mm x 210mm rectangle of 22mm diameter glass tubing.</p> <p>In use, the tube is mounted vertically in a retort stand. Convection currents may be generated by gently heating one of the lower corners of the rectangle, and a small amount of potassium manganate(VII) crystals dropped into the tubule will act as an indicator.&nbsp;</p> <p>It is made from borosilicate glass and can withstand temperatures up to 500 degrees.</p> <ul> <li>Clamps not included.</li> </ul> | 28.89 | EA | FVRATE20 | 1
Physics | B8A42948 | Hand Generator Set | <p>Involve students in investigations by using their own energy to generate d.c. electricity. If the handle is turned slowly, a bulb for example, will light dimly; if turned faster, the bulbs become brighter. </p> <p>A high quality motor unit driven from the hand crank via 2 stage step up gearing. Capable of generating approximately 6V d.c., with the polarity determined by the direction in which the handle is turned. </p> <ul> <li>Supplied with 1m of detachable twin lead terminating in a pair of crocodile clips.</li> <li>Dimensions: 140mm x 114mm x 39mm</li> <li>Mass: 115g</li> </ul> | 76.25 | EA | FVRATE20 | 1
Physics | B8A43345 | Solar Motor | <p>Precision low inertia motor with very low starting current, ideal for low power applications including solar cells and modules. Rotation is clockwise as viewed from shaft end. Disc varistor incorporated for EMC noise reduction. </p> <ul> <li>Dimensions: 24.3mm Dia. x 12.8mm high.</li> <li>Shaft length 6.0mm x 2.0mm dia.</li> <li>Weight 20g approx.</li> <li>120mm wire leads: Nominal voltage: 2.0V. No load speed: 2,300 RPM. No load current: 0.016A. Speed at max. efficiency: 1,760 RPM. Current at max. efficiency: 0.052A. Torque: 5.4g-cm.</li> <li>Stall torque: 10.7g-cm min.</li> </ul> <p>Solar Cells are available to purchase separately (B8A43369, B8A43370, B8A43357). </p> | 1.85 | EA | FVRATE20 | 1
Physics | B8A43369 | Solar Cell 0.45V 400mA | <p>Solar Cell: </p> <ul> <li>Current (Max): 400mA</li> <li>Dimensions: 75mm x 45mm</li> <li>Output Voltage: 0.45V in clear sunlight.</li> </ul> <p>They may be linked in series/parallel for increased power. </p> | 4.89 | EA | FVRATE20 | 1
Physics | B8A43370 | Solar Cell 0.45V 800mA | <p>Solar Cell: </p> <ul> <li>Current (Max): 800mA</li> <li>Dimensions: 95mm x 65mm</li> <li>Output voltage 0.45V in clear sunlight.</li> </ul> <p>They may be linked in series/parallel for increased power. </p> | 7.99 | EA | FVRATE20 | 1
Physics | B8A43394 | Solar Energy Kit | <p>A comprehensive kit for investigating the properties of silicon photo-voltaic (solar) cells as a source of useful power, in an interesting and practical manner. The kit comprises eight individual 0.4V 100 mA cells. These may be accommodated in the base 'tray' which provides physical support and facilitates interconnection of the cells using the connector strips provided. The cells may be linked in a variety of series, parallel or series/parallel combinations to give the desired output characteristics. </p> <p>Also included is a low consumption electric motor with mounting components, connecting leads and a small fan to illustrate practical use to which the system can be put. The kit is supplied with a comprehensive instruction booklet which gives background technical information on solar cells, advice on interconnecting the cells for the different types of application and suggested uses to which a small solar battery can be put. </p> <ul> <li>Dimensions of base tray: 110mm x 95mm.</li> </ul> | 16.35 | EA | FVRATE20 | 1
Physics | B8A43400 | Solar Furnace | <p>For demonstrating the high temperatures that may be generated by focusing sunlight in an appropriate manner, and illustrating an 'alternative' method of heating. The apparatus consists essentially of a rear aluminised parabolic mirror, 305mm diameter x 185mm focal length, and a matt black copper receiver vessel, carried upon an arm at the focal point of the mirror.</p> <p>In clear sunlight the apparatus will rapidly boil water, or melt many fusible substances that are placed in the receiver.</p> <p>The furnace is supplied in self assembly form, and includes a stand.</p> | 53.29 | EA | FVRATE20 | 1
Physics | B8A43485 | Wire Helix (Slinky) 55mm | <p>Wire Helix (Slinky) - 55mm</p> <p>Ideal for demonstrating different types of waves. Flat-section steel wire in helical coil.</p> <p>Dimensions:</p> <ul> <li>Diameter: 75mm</li> <li>Height: 55mm</li> </ul> | 5.15 | EA | FVRATE20 | 1
Physics | B8A43497 | Wire Helix (Slinky) 110mm | <p>Wire Helix (Slinky) - 110mm </p> <p>Ideal for demonstrating different types of waves. Flat-section steel wire in helical coil, </p> <p>Dimensions: </p> <ul> <li>Diameter: 75mm</li> <li>Height: 110mm</li> </ul> | 6.39 | EA | FVRATE20 | 1
Physics | B8A43503 | Wire Helix (Slinky) 165mm | <p>Wire Helix (Slinky) - 165mm</p> <p>Ideal for demonstrating different types of waves. Flat-section steel wire in helical coil.</p> <p>Dimensions:</p> <ul> <li>Diameter: 75mm</li> <li>Height: 165mm</li> </ul> | 8.19 | EA | FVRATE20 | 1
Physics | B8A43515 | Steel Spring Narrow 20mm Dia X 3M Long | <p>Narrow Steel spring ideal for transverse wave motion experiments showing standing waves through interference between two waves, reflection of waves and the inversion of the pulse, and the relationships between the initiating pulse, pulse length, wave speed, amplitude and frequency.</p> <ul> <li>Spring Diameter: 20mm</li> <li>Closed Length: 3m</li> <li>Extended Length: 10m</li> </ul> | 16.35 | EA | FVRATE20 | 1
Physics | B8A43758 | Large Rectangular Plastic Tank. 600X 75 | <p>For refraction, reflection and wave demonstrations. The tank is transparent, long and narrow to give an adequate path length for wave experiments. A wave generator in the form of a plastic block with handle is provided. </p> <ul> <li>Dimensions: 600mm x 75mm x 200mm.</li> </ul> | 164.5 | EA | FVRATE20 | 1
Physics | B8A44106 | Light Box and Optical Set 12V 36W | <p>A set of optical apparatus for all types of optical experiment involving reflection, refraction and colour mixing. The principal component is a robust light box finished in matt black with a 20W halogen lamp with 0.75m of twin flex. One end of the box has a cylindrical convex lens in an adjustable sliding mount which allows a parallel, convergent or divergent beam to be produced. The other end of the box has a triple aperture system for colour mixing experiments, the lateral apertures have adjustable hinged mirrors. All apertures in the box are provided with vertical channels to hold slit plates and/or colour filters.</p> <p>Optical accessories included:</p> <ul> <li>Perspex blocks (prisms): One rectangular, one semi-circular, one triangular prism 60&deg; x 60&deg; x 60&deg;, one triangular prism 90&deg; x 60&deg; x 30&deg;, one triangular prism 90&deg; x 45&deg; x 45&deg;</li> <li>Cylindrical Perspex lenses: One double concave, one double convex (both with the same radius of curvature), one thick double convex</li> <li>Mirrors: One curved metallised plastic (parabolic), one curved metallised plastic (semi-circular), one plane glass (mounted on stand)</li> <li>Black plastic slit plates: One with three narrow slits and one narrow slit, one with four narrow slits and one wide slit</li> <li>Set of eight colour filters: Primary red, primary green, primary blue, cyan, violet, yellow, orange and magenta</li> <li>Set of eight coloured cards: Red, green, blue, violet, orange, cyan, yellow, pink</li> </ul> <p>The set is supplied complete with a spare lamp and a detailed instruction manual.</p> <ul> <li>Dimensions of light box: 170mm x 90mm x 55mm</li> </ul> <p>Power supply <strong>not included</strong> (PP00057620 or similar is required).</p> <p>The Light Box is also available to purchase separately (B8A44271).</p> | 48.35 | PK | FVRATE20 | 1
Physics | B8A44222 | Spare Pair Of Plastic Slit Plates | <p>Set of spare slit plates for use with the Light Box and Optical Set (B8A44106). </p> <ul> <li>Plate Dimensions: 90mm x 50mm x 3mm</li> <li>Pack Size: 2 plates</li> </ul> | 4.95 | PAA | FVRATE20 | 1
Physics | B8A44271 | Light Box Only | <p>Light box, with formers for a collimating lens and slit plates. This ray box is versatile and allows all colour mixing experiments due to the hinged mirrors provided. Comprises of a bright halogen lamp, with 4mm sockets.</p> <ul> <li>Includes a pair of slit plates</li> <li>Supplied without filters.</li> </ul> <p>Requires a 12V power supply (PP00057620 or similar).</p> <p>Also available to purchase with an Optical Set (B8A44106).</p> | 36.55 | EA | FVRATE20 | 1
Physics | B8A44404 | Plastic Flexible Mirrors 75x25mm Pk10 | <p>Double-sided plastic plane mirrors with high quality mirror finish. These mirrors are flexible, unbreakable and can be cut into different shapes. They are ideal for use by children. They can be taped together for multiple reflections. Both sides are covered with a protective film. </p> <p>Uses include science experiments with light, maths shape and symmetry work, creative art and craft projects. </p> <ul> <li>Dimensions: 75mm x 25mm.</li> <li>Pack of 10</li> </ul> <p>Other sized flexible mirror sheets are also available (B8A44428, B8A44416, B8A44439). </p> | 1.69 | P10 | FVRATE20 | 1
Primary Science | B8A44416 | Unbreakable Mirrors 100x75mm Pk10 | <p>Double-sided plastic plane mirrors with high quality mirror finish. These mirrors are flexible, unbreakable and can be cut into different shapes. They are ideal for use by children. They can be taped together for multiple reflections. Both sides are covered with a protective peel off film.</p> <p>Uses include science experiments with light, maths shape and symmetry work, creative art and craft projects.</p> <ul> <li>Dimensions: 100 x 75mm.</li> <li>Pack of 10</li> </ul> <p>Other sized flexible mirror sheets are also available (B8A44428, B8A44404, B8A44439).</p> | 5.99 | P10 | FVRATE20 | 1
Primary Science | B8A44428 | Unbreakable Mirrors 100x100mm Pk10 | <p>Double-sided plastic plane mirrors with high quality mirror finish. These mirrors are flexible, unbreakable and can be cut into different shapes. They are ideal for use by children. They can be taped together for multiple reflections. Both sides are covered with a protective film.</p> <p>Uses include science experiments with light, maths shape and symmetry work, creative art and craft projects.</p> <ul> <li>Dimensions: 100mm x 100mm</li> <li>Pack of 10</li> </ul> <p>Other sized flexible mirror sheets are also available (B8A44404, B8A44416, B8A44439).</p> | 6.99 | P10 | FVRATE20 | 1
Primary Science | B8A44439 | Unbreakable Mirror DblSided 150x100mmP10 | <p>Double-sided plastic plane mirrors with high quality mirror finish. These mirrors are flexible, unbreakable and can be cut into different shapes. They are ideal for use by children. They can be taped together for multiple reflections. Both sides are covered with a protective film.</p> <p>Uses include science experiments with light, maths shape and symmetry work, creative art and craft projects.</p> <ul> <li>Dimensions: 150mm x 100mm</li> <li>Pack of 10</li> </ul> <p>Other sized flexible mirror sheets are also available (B8A44428, B8A44416, B8A44404).</p> | 10.99 | P10 | FVRATE20 | 1
Primary Science | B8A44453 | Concave Convex Dbl Sided Mirrors 100mm | <p>Flexible metallised plastic double-sided concave/convex mirrors. Whilst being very strong, the mirrors may be easily subdivided with a sharp knife.</p> <ul> <li>Thickness 0.75mm.</li> <li>Dimensions: 100mm x 100mm.</li> <li>Pack of 10</li> </ul> | 6.59 | P10 | FVRATE20 | 1
Physics | B8A44556 | Unmounted Plane Mirror 75 X 25mm | <p>Unmounted Plane Glass Mirrors - 75mm x 25mm</p> <ul> <li>Silvered back with protective coating.</li> <li>Dimensions: 75mm x 25mm</li> <li>Thickness: 2mm</li> <li>Pack of 10</li> </ul> | 1.39 | P10 | FVRATE20 | 1
Physics | B8A44579 | Unmounted Plane Mirror 100x75mm | <p>Unmounted Plane Glass Mirrors - 100mm x 75mm</p> <ul> <li>Silvered back with protective coating.</li> <li>Dimensions: 100mm x 75mm</li> <li>Thickness: 2mm</li> <li>Pack of 10</li> </ul> | 4.15 | P10 | FVRATE20 | 1
Physics | B8A44581 | Unmounted Plane Mirror 150x50mm | <p>Unmounted Plane Glass Mirrors - 150mm x 50mm</p> <ul> <li>Silvered back with protective coating.</li> <li>Dimensions: 150mm x 50mm</li> <li>Thickness: 2mm</li> <li>Pack of 10</li> </ul> | 4.15 | P10 | FVRATE20 | 1
Physics | B8A44611 | Mounted Plane Mirror 75X25mm | <p>Mounted Plane Glass Mirror - 75mm x 25mm </p> <ul> <li>Silvered back with protective coating</li> <li>Mounted on a painted wooden block, 20mm thick.</li> <li>Dimensions: 75mm x 25mm</li> </ul> | 9.25 | EA | FVRATE20 | 1
Physics | B8A44623 | Mounted Plane Mirror 100X75mm | <p>Mounted Plane Glass Mirror - 100mm x 75mm </p> <ul> <li>Silvered back with protective coating</li> <li>Mounted on a painted wooden block, 20mm thick</li> <li>Dimensions: 100mm x 75mm</li> </ul> | 11.4 | EA | FVRATE20 | 1
Physics | B8A44891 | Geoview Symmetry Mirror 150 X 100mm | <p>A simple but effective device for demonstrating the symmetrical nature of plane surface reflection. It consists of a tinted Perspex screen, 150 x 100mm, provided with side supports. If the mirror is placed on a sheet of paper with an object in front of it, the reflected virtual image is seen in the usual way. However, unlike a normal mirror, the transparent perspex permits real objects in the area apparently occupied by the image to be seen also. It is therefore possible to make accurate measurements on, or trace around the virtual image and thus demonstrate the symmetry that exists.</p> <ul> <li>Dimensions: 150mm x 100mm</li> </ul> | 2.75 | EA | FVRATE20 | 1
Physics | B8A45445 | Rectangular Glass Block 114 x 65 x19mm | <p>Rectangular block made from high quality glass with optically worked surfaces. All angles are accurately worked.</p> <ul> <li>Dimensions: 114mm x 65mm x 19mm</li> </ul> | 5.05 | EA | FVRATE20 | 1
Physics | B8A45457 | Clear Perspex Block Rectangular | <p>Rectangular clear Perspex block.&nbsp; Useful for Ray Optics experiments.&nbsp; All faces are fully polished.</p> <ul> <li>Dimensions: 115mm x 65mm x 20mm</li> </ul> | 6.59 | EA | FVRATE20 | 1
Physics | B8A45470 | Clear Perspex Block Semi-Circular 90mm | <p>Semi-Circular clear Perspex block. All faces are fully polished.</p> <ul> <li>Diameter: 90mm</li> <li>Thickness: 16mm</li> </ul> | 4.35 | EA | FVRATE20 | 1
Physics | B8A45494 | Set Of Acrylic Blocks | <p>Clear acrylic blocks which are all 15mm thick.&nbsp; All faces are fully polished.&nbsp;</p> <p>The set comprises 7 blocks in a storage tray as follows:</p> <ul> <li>Rectangular: 75mm x 50mm.</li> <li>Semi-circular: 75mm diameter.</li> <li>Triangular: 60&deg; x 60&deg; x 60&deg;, 58mm sides.</li> <li>Triangular: 90&deg; x 45&deg; x 45&deg;, 75mm hypotenuse.</li> <li>Triangular: 90&deg; x 60&deg; x 30&deg;, 75mm hypotenuse.</li> <li>Bi-convex: 75mm long, Curved Faces: 100mm radius.</li> <li>Bi-concave: 75mm long, Curved Faces: 100mm radius.</li> </ul> | 19.95 | PK | FVRATE20 | 1
Physics | B8A45585 | Prism Glass 60 X 60 X 60 25 mm (L) | <p>Clear glass equilateral triangular prism made from white clear optical glass with optically polished faces.&nbsp; For educational use.&nbsp;&nbsp;</p> <ul> <li>Angles: 60&deg; x 60&deg; x 60&deg;.</li> <li>Refractive index: 1.52 approx.</li> <li>Prism Face Dimensions: 25mm x 25mm</li> <li>Prism Height: 25mm</li> </ul> | 4.15 | EA | FVRATE20 | 1
Physics | B8A45597 | Prism Glass 60 X 60 X 60 38 mm (l) | <p>Clear glass equilateral triangular prism made from clear optical glass with optically polished faces.&nbsp; For educational use.</p> <ul> <li>Angles: 60&deg; x 60&deg; x 60&deg;</li> <li>Refractive Index: 1.52 approx.</li> <li>Prism Face Dimensions: 38mm x 38mm</li> <li>Prism Height: 38mm</li> </ul> | 6.09 | EA | FVRATE20 | 1
Physics | B8A45603 | Prism Glass 60 X 60 X 60 63 mm (l) | <p>Clear glass equilateral triangular prism made from clear optical glass with optically polished faces. For educational use.</p> <ul> <li>Angles: 60&deg; x 60&deg; x 60&deg;.</li> <li>Refractive Index: 1.52 approx.</li> <li>Prism Face Dimensions: 63mm x 63mm</li> <li>Prism Height: 63mm</li> </ul> | 27.79 | EA | FVRATE20 | 1
Physics | B8A45615 | Prism Glass 35 x 25mm (Hypotenuse x L) | <p>Clear glass triangular prism made from clear white optical glass with optically polished faces.&nbsp; For educational use.</p> <ul> <li>Angles: 90&deg; x 45&deg; x 45&deg;</li> <li>Refractive index: 1.52 approx.</li> <li>Prism Face Dimensions: 35mm x 25mm x 25mm</li> <li>Prism Height: 25mm</li> </ul> | 4.55 | EA | FVRATE20 | 1
Physics | B8A45627 | Prism Glass 70 x 50mm (Hypotenuse x L) | <p>Clear glass triangular prism made from clear white optical glass with optically polished faces. For educational use.</p> <ul> <li>Angles: 90&deg; x45&deg; x 45&deg;</li> <li>Refractive index 1.52 approx.</li> <li>Prism Face Dimensions: 70mm x 50mm x 50mm</li> <li>Prism Height: 50mm</li> </ul> | 10.79 | EA | FVRATE20 | 1
Physics | B8A45639 | Prism Perspex 60 X 60 X 60 38 mm (L) | <p>Clear Perspex equilateral triangular prism with polished faces. For educational use.</p> <ul> <li>Angles: 60&deg; x 60&deg; x 60&deg;.</li> <li>Refractive Index: 1.5 approx</li> <li>Prism Face Dimensions: 38mm x 38mm</li> <li>Prism Height: 38mm</li> </ul> | 4.55 | EA | FVRATE20 | 1
Physics | B8A45640 | Prism Perspex 60 X 60 X 60 63mm (L) | <p>Clear Perspex equilateral triangular prism with polished faces.&nbsp; For educational use.</p> <ul> <li>Angles: 60&deg; x 60&deg; x 60&deg;</li> <li>Refractive Index: 1.5 approx.</li> <li>Prism Face Dimensions: 63mm x 63mm</li> <li>Prism Height: 63mm</li> </ul> | 4.65 | EA | FVRATE20 | 1
Physics | B8A45652 | Prism Perspex 35 x 25mm (Hypotenuse x L) | <p>Clear Perspex triangular prism with polished faces.&nbsp; For educational use.</p> <ul> <li>Angles: 90&deg; x 45&deg; x 45&deg;.</li> <li>Refractive Index: 1.5 approx.</li> <li>Prism Face Dimensions: 35mm x 25mm</li> <li>Prism Height: 25mm</li> </ul> | 3.15 | EA | FVRATE20 | 1
Physics | B8A45688 | Light Guide Demonstrator | <p>The Light Guide Demonstrator is used for showing how the phenomenon of total internal reflection may be used to confine light within a guide or fibre, thus leading to an appreciation of the principles of optical communications. </p> <p>Comprising an acrylic bar (220mm x 20mm x 20mm), formed into a shallow 'S' shape. Whilst the shape of the bar prevents the direct passage of a light ray, if such a ray (from a light box or laser) is introduced into one end, it can be seen to be reflected several times, from the internal surfaces of the bar, to emerge from the other end. The lower surface of the bar is painted white to aid visibility of the path of the light ray. </p> <p>The Light Guide Demonstrator is also available to purchase as a pair with the LED.white by Unilab (B8R00001). </p> | 30.8 | EA | FVRATE20 | 1
Physics | B8A46127 | Set of 6 Colour Filters Mounted 50x50mm | <p>A set of three primary and three secondary colour acetate filters, mounted in plastic frames (50mm x 50mm).</p> <p>Suitable for use in optical boxes etc. While not suitable for photographic work, the acetate film is more robust than gelatine for general use.</p> <p>The set includes:</p> <ul> <li>Primary filters: red, blue and dark green.</li> <li>Secondary filters: magenta, yellow and peacock- blue.</li> </ul> <p>Visible Spectrum Data (Wavelengths):</p> <ul> <li>Red: 620 - 750nm</li> <li>Orange: 590 - 620nm</li> <li>Yellow: 570 - 590nm</li> <li>Green: 495 - 570nm</li> <li>Blue: 450 - 495nm</li> <li>Indigo: 420 - 450nm</li> <li>Violet: 380 - 450nm</li> </ul> | 28.35 | P 6 | FVRATE20 | 1
Physics | B8A46231 | Demonstration Diffraction Slide | <p>The Diffraction Slide comprises of a card mount (90mm x 40mm approximately) with three 16mm x 9mm apertures, each containing a diffraction grating replica: </p> <ul> <li>100 lines/mm</li> <li>300 lines/mm</li> <li>600 lines/mm</li> </ul> | 23.95 | EA | FVRATE20 | 1
Physics | B8A46279 | Diffraction Grating 300 Lines mm | <p>Diffraction Grating - 300 lines/mm </p> <ul> <li>Dimensions: 50mm x 50mm mount.</li> </ul> | 12.79 | EA | FVRATE20 | 1
Physics | B8A46280 | Diffraction Grating 600 Lines mm | <p>Diffraction Grating - 600 lines/mm </p> <ul> <li>Dimensions: 50mm x 50mm mount.</li> </ul> | 19.89 | EA | FVRATE20 | 1
Physics | B8A46358 | Polaroid Film 50 X 50mm | <p>Polaroid Film bonded between thin clear sheets of flexible plastic.</p> <ul> <li>Maximum transmission (single plate): 32%.</li> <li>Extinction transmission: 0.005%.</li> <li>Dimensions: 50mm x 50mm</li> </ul> | 24.15 | PAA | FVRATE20 | 1
Physics | B8A46369 | Polaroid Film 150 X 150mm | <p>Polaroid Film bonded between thin clear sheets of flexible plastic.</p> <ul> <li>Maximum transmission (single plate): 32%.</li> <li>Extinction transmission: 0.005%.</li> <li>Dimensions: 150mm x 150mm</li> </ul> | 66.05 | EA | FVRATE20 | 1
Physics | B8A46383 | Harris Intermediate Spectrometer | <p>The Spectrometer is an incredibly important and powerful scientific instrument, as it allows analysis of the composition of matter and the structure of atoms, just from the light emitted or absorbed by it. </p> <p>The principle is simple; incident light is bent, or refracted, through an optical device such as a prism or diffraction grating. A spectrum is produced, each wavelength of light refracted by a unique angle. By measuring the angles at which light is refracted, a precise spectrum can be determined. By looking at what spectral lines are missing, otherwise known as an absorption spectrum, the composition of a body that does not emit its own light, such as a gas cloud, can be determined. </p> <p>A spectrometer has applications in many areas of science, including astronomy and analytical chemistry. When combined with a Spectrum Lamp, Spectrometers provide an accessible way to teach this essential area of Physics. </p> <p>Scale: </p> <ul> <li>150 mm diameter circle is fixed, the table and telescope movements are completely independent of each other.</li> <li>Both movements can be read to 30 sec. of arc by means of double ended verniers.</li> <li>Both rotations have fine adjustment screws, and release of a clamping screw enables coarse adjustment to be made by hand.</li> </ul> <p>Collimator: </p> <ul> <li>Mounted on fixed pillar and fitted with 178mm focus achromatic objective, 28mm clear aperture.</li> <li>Also fitted is a unilaterally adjustable slit 7mm long.</li> </ul> <p>Telescope: </p> <ul> <li>Mounted on moveable pillar and fitted with 178mm focus achromatic objective, 28mm clear aperture.</li> <li>Also fitted is an x10 Ramsden eyepiece and glass cross line graticule.</li> </ul> <p>Both the telescope and the collimator have rack and pinion focusing. </p> <p>Prism Table: </p> <ul> <li>The table is marked with lines to assist lacing the prism with respect to the table levelling screws, and has interchangeable clamping units for the prism and a diffraction grating.</li> </ul> <p>Standard accessories supplied: </p> <ul> <li>1 x prism clamp</li> <li>1 x diffraction grating holder.</li> <li>1 x hand magnifier</li> <li>1 x tommy bar for adjusting optical axes.</li> <li>1 x plywood case</li> <li>Comprehensive setting up instructions provided.</li> </ul> <p>Spectrometer Prims can be purchased separately (B8A46413). </p> <p> </p> | 422.05 | EA | FVRATE20 | 1
Physics | B8A46395 | The Harris Advanced Spectrometer 30 | <p>The Spectrometer is an incredibly important and powerful scientific instrument, as it allows analysis of the composition of matter and the structure of atoms, just from the light emitted or absorbed by it. </p> <p>The principle is simple; incident light is bent, or refracted, through an optical device such as a prism or diffraction grating. A spectrum is produced, each wavelength of light refracted by a unique angle. By measuring the angles at which light is refracted, a precise spectrum can be determined. By looking at what spectral lines are missing, otherwise known as an absorption spectrum, the composition of a body that does not emit its own light, such as a gas cloud, can be determined. </p> <p>A spectrometer has applications in many areas of science, including astronomy and analytical chemistry. When combined with a Spectrum Lamp, Spectrometers provide an accessible way to teach this essential area of Physics. </p> <p> Scale: </p> <ul> <li>The 177mm diameter circle is fixed, and the table and telescope movements are completely independent of each other.</li> <li>Both movements can be read to 30 sec. of arc by means of bouble ended verniers.</li> <li>Both rotations have fine adjustment screws, and release of a clamping screw enables coarse adjustment to be made by hand.</li> </ul> <p>Collimator: </p> <ul> <li>Mounted on fixed pillar and fitted with 178mm focus achromatic objective, 32mm clear aperture. A unilaterally adjustable slit, 6mm long is also fitted.</li> <li>Telescope: Mounted on moveable pillar and fitted with 178mm focus achromatic objective, 32mm clear aperture. Also fitted is a x15 Ramsden eyepiece and a cross line graticule.</li> <li>Both the telescope and the collimator have rack and pinion focusing.</li> </ul> <p>Prism Table: </p> <ul> <li>The table is marked with lines to assist placing the prism with respect to the table levelling screws, and has interchangeable clamping units for the prism and a diffraction grating.</li> </ul> <p>Standard accessories supplied:- </p> <ul> <li>1 x dense flint glass prism.</li> <li>1 x prism clamp.</li> <li>1 x diffraction grating holder.</li> <li>1 x Watchmaker's eyeglass.</li> <li>1 x tommy bar for adjusting optical axes.</li> <li>1 x Polished hardwood case.</li> </ul> <p> </p> | 621.45 | EA | FVRATE20 | 1
Physics | B8A46413 | Spectrometer Prism Extra Dense Flint | <p>Spectrometer Prism</p> <ul> <li>60&deg; x 60&deg; x 60&deg;.</li> <li>Extra dense flint glass.</li> <li>Refractive index 1.7 approximately.</li> <li>Optically polished and made from white optical glass</li> <li>Dimensions: 32mm x 32mm.</li> </ul> | 14.59 | EA | FVRATE20 | 1
Physics | B8A46539 | Spectrum Tubes - Hydrogen | <p>Philip Harris Spectrum Tube - Hydrogen</p> <p>Hydrogen gas-filled discharge tube for studying typical spectra of the different gases and for use in calibrating spectrometers. The glass body is provided with metal end caps and is constricted along the middle portion to concentrate the discharge glow.</p> <ul> <li>Tube Length: 260mm</li> <li>Strike Voltage: 2500V - 3500V</li> <li>Maximum Recommended Running Current: 3mA</li> <li>Recommended Run Cycle: 30 seconds on, 30 seconds off</li> </ul> <p>Requires the following equipment to operate:</p> <ul> <li>Spectrum Tube Holder with Power Supply - B8R08098</li> </ul> <p><strong>Or:</strong></p> <ul> <li>Spectrum Tube Holder - B8R06039</li> <li>E.H.T. Power Supply - B8R02653</li> <li>E.H.T. Safety Experiment Leads - B8R07149</li> </ul> <p>Alternative individual tubes are available to purchase separately:</p> <ul> <li>Argon - B8R06989</li> <li>Helium - B8R06986</li> <li>Krypton - B8R06991</li> <li>Mercury Vapour - B8R06990</li> <li>Neon - B8A46565</li> <li>Nitrogen - B8A46541</li> <li>Oxygen - B8A46553</li> <li>Xenon - B8R06992</li> </ul> <p>There is also a bundle of 4 tubes available - B8R06832 - Hydrogen, Nitrogen, Oxygen, Neon</p> | 21.35 | EA | FVRATE20 | 1
Physics | B8A46541 | Spectrum Tubes - Nitrogen | <p>Philip Harris Spectrum Tube - Nitrogen</p> <p>Nitrogen gas-filled discharge tube for studying typical spectra of the different gases and for use in calibrating spectrometers. The glass body is provided with metal end caps and is constricted along the middle portion to concentrate the discharge glow.</p> <ul> <li>Tube Length: 260mm</li> <li>Strike Voltage: 3000V-4200V</li> <li>Maximum Recommended Running Current: 3mA</li> <li>Recommended Run Cycle: 30 seconds on, 30 seconds off</li> </ul> <p>Requires the following equipment to operate:</p> <ul> <li>Spectrum Tube Holder with Power Supply - B8R08098</li> </ul> <p><strong>Or:</strong></p> <ul> <li>Spectrum Tube Holder - B8R06039</li> <li>E.H.T. Power Supply - B8R02653</li> <li>E.H.T. Safety Experiment Leads - B8R07149</li> </ul> <p>Alternative individual tubes are available to purchase separately:</p> <ul> <li>Argon - B8R06989</li> <li>Helium - B8R06986</li> <li>Hydrogen - B8A46539</li> <li>Krypton - B8R06991</li> <li>Mercury Vapour - B8R06990</li> <li>Neon - B8A46565</li> <li>Oxygen - B8A46553</li> <li>Xenon - B8R06992</li> </ul> <p>There is also a bundle of 4 tubes available - B8R06832 - Hydrogen, Nitrogen, Oxygen, Neon</p> <ul> <li>Diffraction Spectroscope available separately: B8A81802</li> </ul> | 21.35 | EA | FVRATE20 | 1
Physics | B8A46553 | Spectrum Tubes - Oxygen | <p>Philip Harris Spectrum Tube - Oxygen</p> <p>Gas-filled discharge tube for studying typical spectra of the different gases and for use in calibrating spectrometers. The glass body is provided with metal end caps and is constricted along the middle portion to concentrate the discharge glow.</p> <ul> <li>Tube Length: 260mm</li> <li>Strike Voltage: 3000V - 4200V</li> <li>Maximum Recommended Running Current: 3mA</li> <li>Recommended Run Cycle: 30 seconds on, 30 seconds off</li> </ul> <p>Requires the following equipment to operate:</p> <ul> <li>Spectrum Tube Holder with Power Supply - B8R08098</li> </ul> <p><strong>Or:</strong></p> <ul> <li>Spectrum Tube Holder - B8R06039</li> <li>E.H.T. Power Supply - B8R02653</li> <li>E.H.T. Safety Experiment Leads - B8R07149</li> </ul> <p>Alternative individual tubes are available to purchase separately:</p> <ul> <li>Argon - B8R06989</li> <li>Helium - B8R06986</li> <li>Hydrogen - B8A46539</li> <li>Krypton - B8R06991</li> <li>Mercury Vapour - B8R06990</li> <li>Neon - B8A46565</li> <li>Nitrogen - B8A46541</li> <li>Xenon - B8R06992</li> </ul> <p>There is also a bundle of 4 tubes available - B8R06832 - including Hydrogen, Nitrogen, Oxygen, Neon</p> <ul> <li>Diffraction Spectroscope available separately: B8A81802</li> </ul> | 17.79 | EA | FVRATE20 | 1
Physics | B8A46565 | Spectrum Tubes - Neon | <p>Philip Harris Spectrum Tube - Neon</p> <p>Neon gas-filled discharge tube for studying typical spectra of the different gases and for use in calibrating spectrometers. The glass body is provided with metal end caps and is constricted along the middle portion to concentrate the discharge glow.</p> <ul> <li>Tube Length: 260mm</li> <li>Strike Voltage: 2000V - 3200V</li> <li>Maximum Recommended Running Current: 3mA</li> <li>Recommended Run Cycle: 30 seconds on, 30 seconds off</li> </ul> <p>Requires the following equipment to operate:</p> <p>Spectrum Tube Holder with Power Supply - B8R08098</p> <p><strong>Or:</strong></p> <ul> <li>Spectrum Tube Holder - B8R06039</li> <li>E.H.T. Power Supply - B8R02653</li> <li>E.H.T. Safety Experiment Leads - B8R07149</li> </ul> <p>Alternative individual tubes are available to purchase separately:</p> <ul> <li>Argon - B8R06989</li> <li>Helium - B8R06986</li> <li>Hydrogen - B8A46539</li> <li>Krypton - B8R06991</li> <li>Mercury Vapour - B8R06990</li> <li>Nitrogen - B8A46541</li> <li>Oxygen - B8A46553</li> <li>Xenon - B8R06992</li> </ul> <p>There is also a bundle of 4 tubes available - B8R06832 - Hydrogen, Nitrogen, Oxygen, Neon</p> <ul> <li>Diffraction Spectroscope available separately: B8A81802</li> </ul> | 17.79 | EA | FVRATE20 | 1
Physics | B8A46954 | Rectangular Magnets Alnico 50X15X10mm | <p>Alnico Rectangular Bar Magnets</p> <ul> <li>Dimensions: 50mm x 15mm x 10mm</li> <li>Supplied in pairs with keepers</li> </ul> | 9.65 | PAA | FVRATE20 | 1
Physics | B8A46978 | Rectangular Magnets Alnico 75X15X10mm | <p>Alnico Rectangular Bar Magnets</p> <ul> <li>Dimensions: 75mm x 15mm x 10mm</li> <li>Supplied in pairs with keepers</li> </ul> | 13.49 | PAA | FVRATE20 | 1
Physics | B8A47119 | Magnet Kit Assortment | <p>A comprehensive selection of magnets and materials supplied in a plastic container for convenient storage.</p> <p>The kit Includes:</p> <ul> <li>Alnico bar magnets,</li> <li>Alnico button magnets,</li> <li>Round and square alcomax bars,</li> <li>Ferrite blocks and rings,</li> <li>Chrome steel horseshoe magnet,</li> <li>Alnico horseshoe magnet,</li> <li>Iron filings bubble,</li> <li>Pair of plastic-cased bar magnets,</li> <li>Coloured squares of magnetic rubber,</li> <li>Chrome steel bars,</li> <li>A metal disc set</li> <li>Plotting compasses.</li> </ul> <p>Dimensions of the case: 320mm x 220mm x 50mm.</p> <p>Age: Suitable for use with children under adult supervision.</p> | 60.45 | KIT | FVRATE20 | 1
Physics | B8A47132 | Neodymium Magnets 10x 8mm | <p>Size for size, Neodymium Magnets are the most powerful magnets to be developed, also referred to as Earth Magnets. They may be used for many magnetic demonstrations where intense field strength is an important criterion. For example, if a neodymium magnet is dropped down a length of copper plumbing pipe, the eddy currents generated in the copper by the passage of the magnet create a retarding field great enough to measurably increase the time of fall of the magnet.</p> <ul> <li>Dimensions: 10mm x 8mm</li> </ul> <p>Alternative sizes are also available (B8A47144 - 20mm x 10mm, B808026 - 4mm x 10mm)</p> <p>WARNING:</p> <ul> <li>Supervision required when using strong earth magnets.</li> <li>Harmful if swallowed.</li> </ul> | 2.05 | EA | FVRATE20 | 1
Physics | B8A47144 | Neodymium Magnet 20 X 10mm Dia X Thic | <p>Size for sizeNeodymium Magnets are the most powerful magnets to be developed, also referred to as Earth Magnets. They may be used for many magnetic demonstrations where intense field strength is an important criterion. For example, if a neodymium magnet is dropped down a length of copper plumbing pipe, the eddy currents generated in the copper by the passage of the magnet create a retarding field great enough to measurably increase the time of fall of the magnet. </p> <ul> <li>Dimensions: 20mm x 10mm</li> </ul> <p>Alternative sizes are also available (B8R08026 - 4mm x 10mm, B8A47132 - 10mm x 10mm) </p> <p>WARNING: </p> <ul> <li>Supervision required when using strong earth magnets.</li> <li>Harmful if swallowed.</li> </ul> | 6.79 | EA | FVRATE20 | 1
Physics | B8A47179 | Large Ceramic Ring Magnet 32X72X10 mm | <p>Ceramic Ring Magnet. An Annular magnet with face poles (i.e. polarised along cylindrical axis). </p> <ul> <li>Internal Diameter: 32mm</li> <li>External Diameter: 72mm</li> <li>Thickness: 10mm</li> </ul> | 3.05 | EA | FVRATE20 | 1
Primary Science | B8A47193 | Coloured Floating Ring Magnets | <p>Coloured ring magnets which, if placed on the rod supplied and orientated so that they mutually repel, will ';float' one above the other. These can be used in demonstrations to show how magnets attract and repel.</p> <p>Magnet size:</p> <ul> <li>Outer diameter: 30mm</li> <li>Inner diameter: 12mm</li> <li>Thickness: 9.8mm</li> </ul> <p>Pack size: 5</p> <p>WARNING! Not Suitable for Children under 3 years due to small parts.</p> <p>This product contains magnets or magnetic components.</p> <p>Magnets can cause serious or fatal injury if swallowed.</p> | 29.99 | P 5 | FVRATE20 | 1
Physics | B8A47314 | Set Of 12 Metal Strips | <p>A set of twelve metal strips for magnetism work. Each stamped with a key letter for identification. Ideal for experiments to demonstrate magnetic properties and classifications of metals.</p> <p>The metal strips consist of:</p> <ul> <li>Soft Aluminium</li> <li>Brass</li> <li>Copper</li> <li>Mild Steel</li> <li>Magnetic Stainless Steel</li> <li>Non-magnetic Stainless Steel</li> <li>Galvanised Steel</li> <li>Hard Aluminium</li> <li>Phosphor Bronze</li> <li>Nickel Silver</li> <li>Zinc Plated Mild Steel</li> <li>Zinc</li> </ul> <p>Each strip size is 50x25x1mm</p> | 8.09 | P12 | FVRATE20 | 1
Physics | B8A47557 | Magnaprobe MkII Magnetic Field Indicator | <p>The Magnaprobe&trade; magnetic field indicator is a small bar magnet fully suspended in a gimbal mounting and is designed to show the three dimensional nature of a magnetic field.</p> <p>The MkII version is designed for work with magnetic fields in a laboratory. A preferable alternative to iron filings or plotting compasses when investigating the fields around magnets or coils etc.</p> <ul> <li>Pack size: 6</li> <li>Approx size L121 x W37mm</li> </ul> | 66.95 | P 6 | FVRATE20 | 1
Physics | B8A47569 | Magnetic Field Demonstrator | <p>The Magnetic Field Demonstrator comprises a set of four transparent plastic plates (153mm x 76mm x 6mm), each plate has a matrix of 98 (14 x 7) small circular chambers, each chamber containing an iron rod and functioning effectively as a plotting compass. The plates may be arranged in various ways, e.g. as a single large two dimensional surface, as faces of a cube etc. This way they may be used to show configuration of a magnetic field in one or two dimensions. The transparent nature of the plates also make them suitable for use on an overhead projector.</p> <ul> <li>Dimensions: 153mm x 76mm x 6mm</li> <li>Pack Size: 4</li> </ul> | 26.35 | PK | FVRATE20 | 1
Physics | B8A47958 | Ebonite Rod 300 X 13mm Dia | <p>Ebonite Friction Rod for producing electrostatic charges by friction.</p> <p>Dimensions:</p> <ul> <li>Length: 300mm</li> <li>Diameter: 13mm</li> </ul> <p>Alternative rod materials are available to purchase separately:</p> <ul> <li>Perspex - B8A47969</li> <li>Polycarbonate - B8L01491</li> <li>Polythene - B8H26631</li> </ul> | 1.95 | EA | FVRATE20 | 1
Physics | B8A47969 | Perspex Rod 300 X 13mm Dia | <p>Perspex Friction Rod with a polished finish for producing electrostatic charges by friction.</p> <p>Dimensions:</p> <ul> <li>Length: 300mm</li> <li>Diameter 13mm</li> </ul> <p>Alternative rod materials are available to purchase separately:</p> <ul> <li>Ebonite - B8A47958</li> <li>Polycarbonate - B8L01491</li> <li>Polythene - B8H26631</li> </ul> | 4.05 | EA | FVRATE20 | 1
Physics | B8A48215 | Wimshurst Machine Electrostatic | <p>This electrostatic generator is capable, under dry atmospheric conditions, of producing sparks up to 80mm long. The revolving discs are 300mm in diameter. The neutralising bars are provided with replaceable tinsel tapes. The charge collectors are carried on a horizontal insulating beam and also have replaceable tinsel pick-ups. A pair of Leyden jars are incorporated. The apparatus is mounted on a plastic surfaced baseboard with rubber feet, which also carries a pair of earthing terminals for the Leyden jars. </p> <p>Overall Dimensions: </p> <ul> <li>Width: 360mm</li> <li>Depth: 200mm</li> <li>Height: 405mm</li> </ul> | 118.09 | EA | FVRATE20 | 1
Physics | B8A49086 | Rheostat Single Tube 135 Ohms 1.4A | <p>We supply a comprehensive range of rheostats offering excellent value for money. They are wound with heavily oxidised resistance wire on a vitreous enamelled tube with the winding secured in place with a ceramic cement. The tube is supported on robust diecast end stands and the heavy duty sliding contact is of the multi-leaf phosphor bronze type, nickel-plated for corrosion resistance. 4mm terminal posts are fitted, facilitating external connection by conventional 4mm plug leads, spade terminals or bare-ended leads.</p> <p>Rheostat, Standard Range - 1.4A</p> <p>Features:</p> <ul> <li>Resistance: 135&Omega;</li> <li>Max Current: 1.4A</li> <li>Tube Size: 200mm x 43mm</li> <li>Overall Size: 250mm x 100mm x 65mm</li> </ul> | 36.55 | EA | FVRATE20 | 1
Physics | B8A49098 | Rheostat Single Tube 55 Ohms 2.3A | <p>We supply a comprehensive range of rheostats offering excellent value for money. They are wound with heavily oxidised resistance wire on a vitreous enamelled tube with the winding secured in place with a ceramic cement. The tube is supported on robust diecast end stands and the heavy duty sliding contact is of the multi-leaf phosphor bronze type, nickel-plated for corrosion resistance. 4mm terminal posts are fitted, facilitating external connection by conventional 4mm plug leads, spade terminals or bare-ended leads.</p> <p>Rheostat, Standard Range - 2.3A</p> <p>Features:</p> <ul> <li>Resistance: 55&Omega;</li> <li>Max Current: 2.3A</li> <li>Tube Size: 200mm x 43mm</li> <li>Overall Size: 255mm x 100mm x 65mm</li> </ul> | 36.55 | EA | FVRATE20 | 1
Physics | B8A49104 | Rheostat Single Tube 16 Ohms 4A Tube | <p>We supply a comprehensive range of rheostats offering excellent value for money. They are wound with heavily oxidised resistance wire on a vitreous enamelled tube with the winding secured in place with a ceramic cement. The tube is supported on robust diecast end stands and the heavy duty sliding contact is of the multi-leaf phosphor bronze type, nickel-plated for corrosion resistance. 4mm terminal posts are fitted, facilitating external connection by conventional 4mm plug leads, spade terminals or bare-ended leads.</p> <p>Rheostat, Standard Range - 4A</p> <p>Features:</p> <ul> <li>Resistance: 16&Omega;</li> <li>Max Current: 4A</li> <li>Tube size: 200 x 43mm</li> <li>Overall size: 255 x 100 x 63mm</li> </ul> | 36.55 | EA | FVRATE20 | 1
Physics | B8A49116 | Rheostat Single Tube 8.5 Ohms 5A | <p>We supply a comprehensive range of rheostats offering excellent value for money. They are wound with heavily oxidised resistance wire on a vitreous enamelled tube with the winding secured in place with a ceramic cement. The tube is supported on robust diecast end stands and the heavy duty sliding contact is of the multi-leaf phosphor bronze type, nickel-plated for corrosion resistance. 4mm terminal posts are fitted, facilitating external connection by conventional 4mm plug leads, spade terminals or bare-ended leads.</p> <p>Rheostat, Standard Range - 5A</p> <p>Features:</p> <ul> <li>Resistance: 8.5&Omega;</li> <li>Max Current: 5A</li> <li>Tube Size: 200mm x 43mm</li> <li>Overall Size: 255mm x 100mm x 63mm</li> </ul> | 36.99 | EA | FVRATE20 | 1
Physics | B8A49165 | Rheostat Single Tube 37 Ohms 3.2A Tube | <p>We supply a comprehensive range of rheostats offering excellent value for money. They are wound with heavily oxidised resistance wire on a vitreous enamelled tube with the winding secured in place with a ceramic cement. The tube is supported on robust diecast end stands and the heavy duty sliding contact is of the multi-leaf phosphor bronze type, nickel-plated for corrosion resistance. 4mm terminal posts are fitted, facilitating external connection by conventional 4mm plug leads, spade terminals or bare-ended leads.</p> <p>Rheostat, Standard Range - 3.A</p> <p>Features:</p> <ul> <li>Resistance: 37 &Omega;</li> <li>Max Current: 3.2A</li> <li>Tube Size: 300mm x 43mm</li> <li>Overall size: 355mm x 100mm x 63mm</li> </ul> | 39.55 | EA | FVRATE20 | 1
Physics | B8A49463 | Universal Stand For Teltron | <p>This Universal Stand is a tube holder made of robust plastic for holding D-series electron tubes. The stand has a wishbone, 360&deg; rotating clamp made of heat-resistant plastic and two base holes for affixing the Teltron Helmholtz Coils D. The stand is on rubber feet to prevent it from slipping.</p> <p>Specifications:</p> <ul> <li>Dimensions: approx. 230mm x 175mm x 320mm</li> <li>Weight: approx. 1.5 kg</li> </ul> <p>This product is required in order to operate Teltron Tubes and Helmholtz Coils.</p> | 272.35 | EA | FVRATE20 | 1
Physics | B8A49475 | Helmholtz Coils | <p>A pair of Helmholtz Coils for generating a uniform magnetic field perpendicular to the axis of the Teltron D series tubes. The Teltron Tube Holder D (B8A49463) allows the coils to be configured in the Helmholtz geometry or to produce magnetic fields aligned vertically, or coaxial, with respect to the tube axis. The maximum field strength generated by the coils (~ 10 mT) is approximately 300 times weaker than that produced by an MRI machine (~ 3T), which are known to be safe for use by people with medical implants such as pacemakers.</p> <p>Technical Specifications:</p> <ul> <li>Number of turns: 320</li> <li>Max. continuous current: 1.0 A</li> <li>Max. momentary current: 10 min @ 1.5 A; 3 min @ 2 A</li> <li>Effective impedance: 6&Omega;</li> <li>Max. field strength: approx. 10 mT</li> <li>Connectors: 4mm sockets</li> </ul> <p>Requires a 20V Power Supply (B8G85483) and 4mm Leads (B8R06545)</p> | 396.05 | PAA | FVRATE20 | 1
Physics | B8A49505 | Planar Diode | <p>High-vacuum electron tube with thermionic cathode for demonstrating the thermoelectric effect (Edison effect). Use the tube to investigate the relationship between measured emission current and the voltage applied to the cathode. Also investigate the characteristics of diodes via the process of rectification.</p> <p>The diode is used to show the basic thermionic effects in vacuum tubes, including:</p> <ul> <li>Current flow between an incandescent filament and a cold electrode (the Edison effect).</li> <li>Characteristic anode current/ anode voltage curves for different filament temperatures.</li> <li>Application of a diode as a rectifier.</li> </ul> <p>The diode consists of a basic glass spherical body with a cylindrical neck, containing a tungsten filament with 4mm connection sockets in the plastic cap on the neck and a circular anode plate connected to a 4mm plug connection on the sphere.</p> <ul> <li>Operating instructions supplied.</li> </ul> <p>Technical Specifications:</p> <ul> <li>Maximum filament voltage: &le;7.5 V AC/DC</li> <li>Maximum anode voltage: 500 V</li> <li>Anode current: 2.5mA at 300V</li> </ul> <p>Requires the following products to operate:</p> <ul> <li>B8A49463 - Universal Stand</li> <li>HT Power Supply - to power the anode (*coming soon*)</li> <li>B8G85458 - Bench Power Supply - to power the filament</li> <li>B8R06545 - 4mm Leads</li> </ul> | 613.99 | EA | FVRATE20 | 1
Physics | B8A49517 | Maltese Cross Tube | <p>High-vacuum electron tube with divergent electron gun aimed at a fluorescent screen partially obscured by a Maltese cross. For demonstrating the linear propagation of electrons in the absence of applied electromagnetic fields by projecting the shadow of a Maltese cross onto the fluorescent screen. Application of a magnetic field using the Helmholtz Coils (B8A49475) allows for students to study the fundamental science of electron optics, such as beam focusing.</p> <p>The tube comprises of the standard spherical glass body with cylindrical neck, a diode electron gun with a filament and cylindrical anode connected to 4mm sockets in the plastic cap, a metal Maltese cross mounted in the centre of the sphere (connected via a 4mm plug in one of the side caps) and a phosphor coated screen.</p> <p>Technical Specifications:</p> <ul> <li>Maximum filament voltage: &le;7.5V AC/DC</li> <li>Maximum anode voltage: 5 kV</li> <li>Anode current: 0.18mA at 4kV</li> </ul> <p>Requires the following equipment to operate:</p> <ul> <li>B8A49463 - Universal Stand</li> <li>B8R02653 - EHT Power Supply - to power the anode</li> <li>B8R07149 - EHT Experiment Leads (3 required)</li> <li>B8G85458 - Bench Power Supply - to power the filament</li> <li>B8R06545 - 4mm Leads</li> <li>B8A49475 - Helmholtz Coils (Optional)</li> <li>B8G85483 - College Power Supply Unit - to power the optional Helmholtz Coils</li> </ul> | 648.79 | EA | FVRATE20 | 1
Physics | B8A49529 | Perrin Tube Teltron | <p>Highly evacuated electron tube with focusing electron gun and fluorescent screen inclined relative to the beam axis so that the path of the beam can be seen and the effects of electric and magnetic fields can be studied.</p> <p>The electron beam can be deflected using two methods:</p> <ol> <li>Electrically - using the electric field of the built-in plate capacitor</li> <li>Magnetically - using external Helmholtz Coils (B8A49529)</li> </ol> <p>You are also able to determine the fundamental electron charge-to-mass ratio (e/m) and study mean electron velocities using field cancellation.</p> <p>The Perrin Tube may be used to show that charge can be accumulated in the Faraday pail incorporated, that the charge does not disappear when the filament is switched off and therefore that cathode rays must consist of charged particles. Electron deflection sensitivity may be measured using Helmholtz coils to deflect the beam.</p> <p>Cathode ray tube operation may also be demonstrated, using a 'secondary coil' for the transverse field. The Perrin tube comprises a standard spherical glass body with a cylindrical neck containing a diode electron gun with filament and cylindrical anode, and a Faraday's pail in the sphere, at 45&deg; to the axis. Connections to the diode electron gun are via 4mm sockets in the moulded cap and the Faraday's pail connection is via a 4mm plug in 1 of the side caps. The end of the sphere has an internal phosphor coating providing a luminescent screen.</p> <p>Technical Specifications:</p> <ul> <li>Maximum filament voltage: &le;7.5V AC/DC</li> <li>Maximum anode voltage: 5 kV</li> <li>Maximum capacitor voltage: 500 V</li> <li>Typical Operation at 4000V: Anode current: 1.8mA, Beam current: 4&micro;A</li> </ul> <p>Requires the following products to operate:</p> <ul> <li>B8A49463 - Universal Stand</li> <li>B8R02653 - EHT Power Supply - to power the anode</li> <li>B8R07149 - EHT Experiment Leads (3 required)</li> <li>B8G85458 - Bench Power Supply - to power the filament</li> <li>B8R06545 - 4mm Leads</li> <li>B8A49475 - Helmholtz Coils</li> <li>B8G85483 - College Power Supply Unit - to power the Helmholtz Coils</li> </ul> | 621.35 | EA | FVRATE20 | 1
Physics | B8A49530 | Deflection E/M Tube | <p>Highly evacuated electron tube with focusing electron gun and inclined fluorescent screen so the path of the beam can be seen and the effects of electric and magnetic fields can be studied. The electron beam can be deflected electrically in the electric field and magnetically by using the Helmholtz coil pair (B8A49475). By adjusting the electric field so that it cancels the magnetic deflection, it is possible to determine the specific charge e/m and the velocity of the electrons.</p> <p>Simple electrostatic and magnetic deflection may be demonstrated and the relationships shown between the plate potentials or coil currents and degree of deflection. The 'electron mirror' effect producing trochoidal spirals is easily shown and also the magnetic focusing at points along the trochoid.</p> <p>The Deflection e/m Tube is the standard glass sphere with cylindrical neck and has a diode electron gun with filament and cylindrical anode. In the centre of the sphere, and angled at 15&deg; across the axis, is a mica screen measuring approximately 90mm in length and 60mm in height. The undivided side is coated with phosphor and produces a clear fluorescent trace when irradiated by the electron beam. The top and bottom edges of the mica plate are supported by horizontal metal plates which are connected to an E.H.T. Power Supply.</p> <p>Technical Specifications:</p> <ul> <li>Maximum filament voltage: &le;7.5V AC/DC</li> <li>Maximum anode voltage: 5000 V</li> <li>Anode current: approx. 0.1 mA at 4000 V</li> <li>Maximum capacitor voltage: 5000 V</li> </ul> <p>Dimensions:</p> <ul> <li>Glass bulb: approx. 130 mm diameter</li> <li>Total length: approx. 260 mm</li> <li>Fluorescent Screen: approx. 90mm x 60mm</li> </ul> <p>Requires the following equipment to operate:</p> <ul> <li>B8A49463 - Universal Stand</li> <li>B8R02653 - EHT Power Supply - to power the anode &amp; deflector plate</li> <li>B8R07149 - EHT Experiment Leads (4 required)</li> <li>B8G85458 - Bench Power Supply - to power the filament</li> <li>B8R06545 - 4mm Leads</li> <li>B8A49475 - Helmholtz Coils</li> <li>B8G85483 - College Power Supply Unit - to power the Helmholtz Coils</li> </ul> | 924.45 | EA | FVRATE20 | 1
Physics | B8A49554 | Double Fine Beam Tube Gas Filled | <p>Part evacuated electron tube, filled with neon at low pressure with a tangential and axial electron gun. For determining specific charge e/m from the diameter of the filament beam in the case of tangential bombardment and a perpendicularly aligned magnetic field, and observing spiral paths of electrons in the case of axial bombardment and a co-axial magnetic field.</p> <p>The electron paths are rendered visible in the form of fine luminescent beams through impact excitation of the neon atoms.</p> <p>The Dual Fine Beam tube is neon filled and electron beams may be observed throughout the full length of their travel within the tube, an orange glow being emitted during the gas/electron collisions. The tangential beam can be deflected by the use of Helmholtz Coils (B8A49475) to produce a completely circular path permitting e/m measurements to be made. Clear free path studies may be made and phenomena such as screen blanking due to charge build up on the screen my be observed. Within the tube are mounted two electron guns with indirectly hated cathodes, with one gun pointing along the axis of the tube, while the other is tangential to the axis, either gun being selected by a switch on the cylinder cap. The angle of projection from the guns is adjustable by means of miniature deflection plates near the gun outlets, a small potential being applied via 4mm connections at the side of the cylindrical neck. The end of the body has a phosphor coated screen for use with the axial gun.</p> <p>Technical Specifications:</p> <ul> <li>Maximum filament voltage: &le;7.5 V AC/DC</li> <li>Anode voltage: 120-300V DC</li> <li>Maximum anode current: 30 mA</li> <li>Maximum deflection voltage: 50 V DC</li> </ul> <p>Dimensions:</p> <ul> <li>Glass bulb: approx. 130 mm diameter</li> <li>Total length: approx. 260 mm</li> </ul> <p>Requires the following products to operate:</p> <ul> <li>B8A49463 - Universal Stand</li> <li>HT Power Supply - to power the Anode (*coming soon*)</li> <li>B8G85458 - Bench Power Supply - to power the filament</li> <li>B8A49475 - Helmholtz Coils</li> <li>Stackable 4mm Plug Leads (black)</li> <li>Stackable 4mm Plug Leads (red)</li> </ul> | 919.75 | EA | FVRATE20 | 1
Physics | B8A49566 | Electron Diffraction Tube | <p>Highly evacuated electron tube for demonstrating the wave nature of electrons through the observation of interference caused by passage of electrons through a polycrystalline graphite lattice (Debye-Scherrer diffraction) and rendered visible on a fluorescent screen. Also intended for determining the wavelength as a function of the anode voltage from the radii of the diffraction rings and the lattice plane spacing of graphite, as well as confirming de Broglie's hypothesis.</p> <p>The tube uses an electron gun with an indirectly heated cathode to project a narrow converging beam of electrons through a thin layer of graphitised carbon supported on a fine mesh grid over the exit aperture of the gun. The cathode rays are diffracted in passing through the carbon layer and produce a ring pattern on the phosphor coated end of the tube. Study of the ring pattern and it's variation with different anode voltages permits the study and verification of the de Broglie's hypothesis, shows the dual nature of the electron, permits the calculation of the spacing of diffracting planes and suggests the probable arrangement of carbon atoms.</p> <ul> <li>Operating instructions supplied.</li> </ul> <p>Technical Specifications:</p> <ul> <li>Maximum filament voltage: &le;7.5V AC/DC</li> <li>Maximum anode voltage: 5 kV</li> <li>Anode current: 0.15mA at 4kV</li> <li>Lattice constant of graphite: d10 = 0.213 nm; d11 = 0.123 nm</li> </ul> <p>Requires the following products to operate:</p> <ul> <li>B8A49463 - Universal Stand</li> <li>B8R02653 - EHT Power Supply - to power the anode</li> <li>B8R05926 - Black Safety Lead - for EHT Connection</li> <li>B8R05927 - Red Safety Lead - for EHT Connection</li> <li>PP00051016 - 2mm Adaptor Lead</li> <li>B8G85458 - Bench Power Supply - to power the filament</li> <li>Stackable 4mm Plug Leads (black)</li> <li>Stackable 4mm Plug Leads (red)</li> </ul> | 945.65 | EA | FVRATE20 | 1
Physics | B8A49578 | Radioactive Source Strontium-90 | <p>Radioactive Cup Source: Strontium-90 - 5&micro;Ci (185 kBq) - Cup Type</p> <p>The active material is enclosed in metal foil fixed in a cylindrical mount provided with a stem of 4mm diameter. The foil is further protected from accidental damage by a wire gauze cap over the open 'window' of the mount. The nature and strength of each source is clearly engraved on its mount and it is also colour coded for identification. Each is supplied in a small lead 'castle' in a suitably labelled MDF storage box (100mm x 75mm x 65mm). A data sheet is enclosed with each.</p> <p>5&micro;Ci (185 kBq) of Strontium-90 in equilibrium with its daughter nuclide Yttrium-90, incorporated in a silver disc allowing the major proportion of the Beta radiation to escape.</p> <ul> <li>Emissions: beta</li> <li>Half-life: 28 years (strontium), 64 hours (yttrium)</li> <li>Colour code: Yellow</li> </ul> <p>Requirements for purchase:</p> <ul> <li>Welsh state schools need a permit from the Welsh Assembly.</li> <li>Scottish schools require approval from the Scottish Government Education Directorate.</li> <li>Schools in Northern Ireland require a DENI permit.</li> <li>State schools in England do not require a Letter of Authorisation</li> <li>Independent schools in England, Wales &amp; Northern Ireland do not require a Letter of Authorisation</li> <li>Unavailable for export outside of the UK</li> </ul> | 1096.8 | EA | FVRATE20 | 1
Physics | B8A49589 | Radioactive Source Cobalt-60 | <p>Radioactive Cup Source: Cobalt-60 - 5&micro;Ci (185 kBq) - Cup Type</p> <p>The active material is enclosed in metal foil fixed in a cylindrical mount provided with a stem of 4mm diameter. The foil is further protected from accidental damage by a wire gauze cap over the open 'window' of the mount. The nature and strength of each source is clearly engraved on its mount and it is also colour coded for identification. Each is supplied in a small lead 'castle' in a suitably labelled MDF storage box (100mm x 75mm x 65mm). A data sheet is enclosed with each.</p> <p>5&micro;Ci (185 kBq) of Cobalt-60 covered by an aluminium disc to shield beta particles so that only gamma radiation is emitted.</p> <ul> <li>Emission: gamma</li> <li>Half-life: 5.26 years</li> <li>Colour code: Green</li> </ul> <p>Requirements for purchase:</p> <ul> <li>Welsh state schools need a permit from the Welsh Assembly.</li> <li>Scottish schools require approval from the Scottish Government Education Directorate.</li> <li>Schools in Northern Ireland require a DENI permit.</li> <li>State schools in England do not require a Letter of Authorisation</li> <li>Independent schools in England, Wales &amp; Northern Ireland do not require a Letter of Authorisation</li> <li>Unavailable for export outside of the UK</li> </ul> | 1118.75 | EA | FVRATE20 | 1
Physics | B8A49591 | Americium Sealed Radioactive Source | <p>Radioactive Source: Americium-241 - 5&micro;Ci (185 kBq) - Cup Type</p> <p>The active material is enclosed in metal foil fixed in a cylindrical mount provided with a stem of 4mm diameter. The foil is further protected from accidental damage by a wire gauze cap over the open 'window' of the mount. The nature and strength of each source is clearly engraved on its mount and it is also colour coded for identification. Each is supplied in a small lead 'castle' in a suitably labelled MDF storage box (100mm x 75mm x 65mm). A data sheet is enclosed with each.</p> <p>5&micro;Ci (185 kBq) of Americium241 incorporated in a silver-palladium disc which transmits a substantial proportion of the alpha particles and a small amount of low energy gamma emission.</p> <ul> <li>Emissions: alpha and gamma&nbsp;</li> <li>Half-life: 458 years</li> <li>Colour code: Brown</li> </ul> <p>Requirements for purchase:</p> <ul> <li>Welsh state schools need a permit from the Welsh Assembly.</li> <li>Scottish schools require approval from the Scottish Government Education Directorate.</li> <li>Schools in Northern Ireland require a DENI permit.</li> <li>State schools in England do not require a Letter of Authorisation</li> <li>Independent schools in England, Wales &amp; Northern Ireland do not require a Letter of Authorisation</li> <li>Unavailable for export outside of the UK</li> </ul> | 1059.1 | EA | FVRATE20 | 1
Physics | B8A49724 | Geiger Muller Tube Mullard ZP1481 | <p>The Mullard ZP1481 Geiger-Muller Tube is a halogen quenched metal tube with a thin end window.&nbsp; It is used for detecting alpha, beta and gamma radiation and is recommended as a general purpose tube for use with radioactive sources in schools. A removable protective mesh cap of plastic is fitted over the window and the body has a thin plastic coating.</p> <p>Features:</p> <ul> <li>Sensitive to alpha, beta and gamma radiation</li> <li>Threshold voltage: max. 400V</li> <li>Plateau length: min. 100V</li> <li>Recommended supply voltage: 450V</li> <li>Operating temperature: -40 to +75&deg;C</li> <li>Dead time (at 450V): 120&micro;s</li> <li>Anode/cathode capacity: 3.5pF</li> <li>Sensitivity for 1mR/L radium: 1650 counts min-1</li> <li>Window thickness: 2.5 - 3.0 mg cm-2</li> <li>Dimensions overall: 76mm x 26mm diameter</li> <li>Life expectancy at approx. 25&deg;C: 5x10&sup1;&deg; counts</li> </ul> <p><strong>This Geiger-Muller tube must be used with the Geiger-Muller Tube Holder which is sold separately (B8H27155).</strong></p> | 532.45 | EA | FVRATE20 | 1
Chemistry | B8A49852 | Absorption Tube U Form with SideArm 15mm | <p>Borosilicate glass absorption tube. U-shaped with side arms. </p> <ul> <li>Height: 125mm</li> <li>Diameter: 14mm</li> </ul> | 3.55 | EA | FVRATE20 | 1
Chemistry | B8A49864 | Absorption Tube UForm with Side Arm 18mm | <p>Borosilicate glass absorption tube. U-Shaped with side arms. </p> <ul> <li>Height: 150mm</li> <li>Diameter: 17mm</li> </ul> | 4.15 | EA | FVRATE20 | 1
Mathematics | B8A51172 | Platform Scale | <p>Sturdy mechanical scale weighing up to 125kg.</p> <p>Colour may vary.</p> | 19.99 | EA | FVRATE20 | 1
Glassware, Plastics & Ceramics | B8A52711 | Simax Crystallising Basin 40ml | <p>Simax&reg; crystallising basin made from chemically &amp; thermally resistant Borosilicate glass, with flat bottom and spout.</p> <ul> <li>Capacity: 40ml</li> <li>Dimensions: (D)50mm x (H)30mm</li> <li>Pack Size: Each</li> </ul> | 6.65 | EA | FVRATE20 | 1
Glassware, Plastics & Ceramics | B8A52899 | Deep Flat Bottom Evap Basin 22ml | <p>Deep form flat bottom porcelain evaporating basin. With spout, glazed inside and out.</p> <ul> <li>Capacity: 22ml</li> <li>Pack Size: Each</li> </ul> | 5.15 | EA | FVRATE20 | 1
Glassware, Plastics & Ceramics | B8A52966 | Shal Round Bot Porcelain Evap Basin 60ml | <p>Shallow form evaporating basin with spout. Round bottom, glazed inside.</p> <ul> <li>Capacity: 60ml</li> </ul> | 9.25 | EA | FVRATE20 | 1
Appliances | B8A53181 | Water Bath Unstirred 14L | <p>Water bath unstirred Clifton has a 14L capacity with the below features: </p> <ul> <li>analogue control</li> <li>no drain</li> <li>no timer</li> <li>maximum temperature 100°C</li> <li>stability +/- 0.25°C with single point calibration </li> </ul> <p>Comprising of a stainless steel tank housed in a durable, powder coated and chemical resistant outer case. Complete with a removable, stainless steel perforated false base. The controls feature a temperature dial with 5°C divisions, an illuminated on/off switch and 'heater on' indicator. The heating element is concealed underneath the tank to provide a totally clear working area. The tanks have side lifting handles for easy transportation </p> <p> </p> | 509.95 | EA | FVRATE20 | 1
Glassware, Plastics & Ceramics | B8A54367 | Simax Beaker 2000ml Squat Spout | <p>Simax&reg; borosilicate glass, squat form, graduated beaker with spout. Conforms to ISO 3819.</p> <ul> <li>Volume: 2000ml</li> <li>Dimensions: (D)130mm x (H)185mm</li> <li>Pack Size: Each</li> </ul> | 5.89 | EA | FVRATE20 | 1
Glassware, Plastics & Ceramics | B8A54501 | Pyrex Glass Beaker 2000ml | <p>Always a best seller, Pyrex&reg; borosilicate glass meets the specifications of the following standards: ISO 3819 &amp; DIN12331.</p> <p>Due to the demanding conditions that borosilicate glass is subjected to, maximum chemical toughness, minimum thermal expansion &amp; high resistance to thermal shock make Pyrex&reg; the ideal material for use in any laboratory.</p> <p>White enamel graduations and marking patch.</p> <ul> <li>Volume: 2000ml</li> <li>Pack Size: Each</li> </ul> | 16.65 | EA | FVRATE20 | 1
Chemistry | B8A55256 | Beehive Shelf Stoneware 100mm Dia. | <p>Stoneware Beehive Shelf </p> <ul> <li>Glazed inside and out.</li> <li>Use in pneumatic troughs for gas collection.</li> <li>Diameter: 100mm</li> </ul> | 2.25 | EA | FVRATE20 | 1
Lab Equipment | B8A55335 | Bench Mats 150x150mm | <p>Calcium silicate bench mats that are non-combustible and moisture/chemical resistant. Composed of a calcium silicate matrix reinforced with cellulose fibre.</p> <p><strong>Contains no asbestos,</strong> inorganic mineral or man made fibres.</p> <ul> <li>Dimensions: 150mm x 150mm</li> <li>Thickness: 6mm</li> <li>Pack of 10</li> </ul> | 6.69 | P10 | FVRATE20 | 1
Lab Equipment | B8A55347 | Bench Mats 230x230mm | <p>Calcium silicate bench mats which are non-combustible and moisture/chemical resistant. Composed of a calcium silicate matrix reinforced with cellulose fibre.</p> <p><strong>Contains no asbestos</strong>, inorganic, mineral or man made fibres.</p> <ul> <li>Dimensions: 230mm x 230mm</li> <li>Thickness: 6mm</li> <li>Pack of 10</li> </ul> | 12.59 | P10 | FVRATE20 | 1
Glassware, Plastics & Ceramics | B8A55542 | Glass Bottle Screwcap 250ml | <p>Clear glass jars with screw-on plastic caps with interior waxed discs. Perfect for the in-class distribution &amp; Prep Room storage of non-hazardous chemicals.</p> <ul> <li>Volume: 250ml</li> <li>Pack Size: Each</li> </ul> | 1.85 | EA | FVRATE20 | 1
Glassware, Plastics & Ceramics | B8A55554 | Glass Bottle Screwcap 500ml | <p>Clear glass jars with screw-on plastic caps with interior waxed discs. Perfect for the in-class distribution &amp; Prep Room storage of non-hazardous chemicals.</p> <ul> <li>Volume: 500ml</li> <li>Pack Size: Each</li> </ul> | 1.69 | EA | FVRATE20 | 1
Glassware, Plastics & Ceramics | B8A55943 | Graduated Bottle 500ml. | <p>Simax&reg; screw-top graduated reagent bottle with GL45 thread blue cap.&nbsp;&nbsp;Clear glass. Suitable for autoclaving up to 140&deg;C. Cap must be loose in order to autoclave. With pouring ring.</p> <ul> <li>Volume: 500ml</li> <li>Height: 182mm&nbsp;</li> <li>Outer Diameter: 86mm</li> <li>Pack Size: Each</li> </ul> <p>In order to make this bottle suitable for storing concentrated acid, the blue lid and blue pouring ring must be removed from this bottle.</p> <p>The lid must be replaced with a Red Simax Bottle Top which are available to purchase separately - B8R07790</p> <p>Clear glass bottles are suitable for storing concentrated Nitric Acid if kept in a dark chemical store.</p> | 3.65 | EA | FVRATE20 | 1
Glassware, Plastics & Ceramics | B8A55955 | Graduated Bottle 1000ml. | <p>Simax&reg; screw-top graduated reagent bottle with GL45 thread blue cap.&nbsp;&nbsp;Clear glass.&nbsp;&nbsp;Suitable for autoclaving up to 140&deg;C. Cap must be loose in order to autoclave.&nbsp;&nbsp;With pouring ring.</p> <ul> <li>Volume: 1000ml</li> <li>Height: 203mm</li> <li>Outer Diameter: 101mm</li> <li>Pack Size: Each</li> </ul> <p>In order to make this bottle suitable for storing concentrated acid, the blue lid and blue pouring ring must be removed from this bottle.</p> <p>The lid must be replaced with a Red Simax Bottle Top which are available to purchase separately - B8R07790</p> <p>Clear glass bottles are suitable for concentrated Nitric Acid if kept in a dark chemical store.</p> | 5.05 | EA | FVRATE20 | 1
Glassware, Plastics & Ceramics | B8A56340 | Winchester Amber Glass Bottle 2.5L | <p>Narrow mouth amber glass Winchester style bottle with plastic screw cap and polythene insert.</p> <ul> <li>Volume: 2500ml</li> <li>Width: 132.9mm</li> <li>Height: 297mm</li> </ul> | 8.09 | EA | FVRATE20 | 1
Lab Equipment | B8A56972 | Bulbholder M.E.S | <p>Mounted bulb holders, with Medium Edison Screw (MES) fitting, making connections to electrical circuits easy. Pack of 10 </p> <p>Diameter: 30mm </p> | 2.75 | P10 | FVRATE20 | 1
Lab Equipment | B8A56984 | Unmounted Bulbholder M.E.S | <p>Unmounted bulb holders ideal for incorporation into simple electrical and electronic circuits. Rolled, plated brass construction with 'solder tag' terminations. The rivetted assembly eliminates the possibility of unauthorised dismantling. Pack of 10. </p> | 1.19 | P10 | FVRATE20 | 1
Glassware, Plastics & Ceramics | B8A57071 | Burette (Class A) With Stopcock 50ml | <p>Glass burette with amber graduations to Class A standard &amp; single-bore stopcock with retaining clip.</p> <ul> <li>Capacity: 50ml</li> <li>Class A</li> <li>Graduations: 0.1ml</li> <li>Tolerance: +/- 0.05ml</li> </ul> | 39.15 | EA | FVRATE20 | 1
Glassware, Plastics & Ceramics | B8A57113 | 25mL Burette (class B) Stopcock | <p>Glass Class B burette with amber graduations. The stopcock has a moulded screw thread which allows the screw fitting to be adjusted, giving any tension required on the stopcock key.</p> <ul> <li>Capacity: 25ml</li> <li>Class B</li> <li>Graduations: 0.1ml</li> <li>Tolerance: +/- 0.1ml</li> </ul> | 13.09 | EA | FVRATE20 | 1
Glassware, Plastics & Ceramics | B8A57125 | 50mL Burette (class B) Stopcock | <p>Glass Class B burette with amber graduations. The stopcock has a moulded screw thread which allows the screw fitting to be adjusted, giving any tension required on the stopcock key.</p> <ul> <li>Capacity: 50ml</li> <li>Class B</li> <li>Graduations: 0.1ml</li> <li>Tolerance: +/- 0.1ml</li> </ul> | 11.59 | EA | FVRATE20 | 1
Glassware, Plastics & Ceramics | B8A57137 | 100mL Burette (class B) Stopcock | <p>Glass Class B burette with amber graduations. The stopcock has a moulded screw thread which allows the screw fitting to be adjusted, giving any tension required on the stopcock key.</p> <ul> <li>Capacity: 100ml</li> <li>Class B</li> <li>Graduations: 0.1ml</li> <li>Tolerance: +/- 0.1ml</li> <li>Material: Borosilicate Glass</li> </ul> | 22.55 | EA | FVRATE20 | 1
Glassware, Plastics & Ceramics | B8A57149 | Burette ClassB Interchange Stopcock 50ml | <p>Glass Class B burette with blue graduations, PTFE interchangeable stopcock giving excellent flow control which requires no lubrication. The burette is highly resistant to chemical attack.</p> <ul> <li>Capacity: 50ml</li> <li>Class B</li> <li>Graduations: 0.1ml</li> <li>Tolerance: +/- 0.1ml</li> </ul> | 19.09 | EA | FVRATE20 | 1
Glassware, Plastics & Ceramics | B8A57198 | Burette Clamp Polypropylene Single | <p>Plastic clamp to hold one burette.</p> <ul> <li>For retort stands with a diameter of 10 to 14mm.</li> </ul> | 7.49 | EA | FVRATE20 | 1
Lab Equipment | B8A57241 | Bunsen Burner Natural Gas | <p>Natural Gas Bunsen Burner - for use with Methane Gas Supply&nbsp;</p> <p>Nickel-plated burner tube with rotatable air regulator and a cylindrical riffled connector, mounted on an enamelled pressed-steel base.</p> <p>For use in schools with a piped Methane/Natural gas supply.</p> <ul> <li>Burner Tube Dimensions: (H)100mm x (D)13mm&nbsp;</li> <li>Overall Height: 140mm</li> <li>Connector Outer Diameter: 10mm</li> <li>Base Diameter: 80mm</li> </ul> <p>For tubing please see code B8A89667 - 8mm Bore, 2mm Wall.</p> | 4.69 | EA | FVRATE20 | 1
Lab Equipment | B8A57253 | Bunsen Burner Bottled Gas | <p>Bottled Gas Bunsen Burner for use with LPG Gas Supply</p> <p>Nickel-plated Bunsen burner with rotatable air regulator and a cylindrical rifled connector, mounted on an enamelled pressed-steel base.</p> <p>For use in schools with propane or butane bottled gas supply.</p> <ul> <li>Burner Tube: (H)100mm x (D)13mm&nbsp;</li> <li>Base Diameter: 80mm&nbsp;</li> <li>Overall Height: 140mm</li> <li>Connector Outer Diameter: 10mm&nbsp;</li> </ul> <p>Neoprene Tubing is recommended for LPG Bunsen Burners.</p> | 6.79 | EA | FVRATE20 | 1
Lab Equipment | B8A57409 | Methylated Spirit Burner | <p>Glass alcohol lamp: spirit burner and plastic cap, with wick and wick holder. </p> <p>Glass is sodalime </p> <ul> <li>Capacity: 100cm³</li> <li>Height: 105mm</li> </ul> Use it to compare the efficiency of different fuels: fill 4 with different fuels & weigh before & after burning. <ul> <li>Spare Wicks are available to purchase as a Pack of 10 (B8A57411).</li> </ul> | 3.75 | EA | FVRATE20 | 1
Lab Equipment | B8A57411 | Spare Wicks For Spirit Lamp. | <p>Pack of 10 Wicks for the Methylated Spirit Burner (spirit lamp). </p> <p>10x10cm lengths </p> | 4.95 | P10 | FVRATE20 | 1
Chemistry | B8A57927 | Chromatography Paper Grade 1 10mm x100m | <p>Grade 1 Chromatography Paper Roll </p> <ul> <li>Width: 10mm</li> <li>Supplied in a 100M roll</li> </ul> | 26.49 | LMK | FVRATE20 | 1
Chemistry | B8A57939 | Chromatography Paper Grade 1 20mm x100m | <p>Grade 1 Chromatography Paper Roll </p> <ul> <li>Width: 20mm</li> <li>Supplied in a 100M roll</li> </ul> | 37.55 | LMK | FVRATE20 | 1
Chemistry | B8A57964 | Chromatography Paper Grade 1 50mm x100m | <p>Grade 1 Chromatography Paper Roll </p> <ul> <li>Width: 50mm</li> <li>Supplied in a 100M Roll</li> </ul> | 67.85 | LMK | FVRATE20 | 1
Chemistry | B8A57976 | Chromatography Paper Grade 1 100mm x100m | <p>Grade 1 Chromatography Paper Roll </p> <ul> <li>Width: 100mm</li> <li>Supplied in a 100M roll</li> </ul> | 103.25 | LMK | FVRATE20 | 1
Chemistry | B8A57988 | Chromatography Paper Grade 1 150mm x100m | <p>Grade 1 Chromatography Paper Roll </p> <ul> <li>Width: 150mm</li> <li>Supplied in a 100M roll</li> </ul> | 157.19 | LMK | FVRATE20 | 1
Chemistry | B8A57999 | Chromatography Paper Grade 1 Sheets | <p>Grade 1 Chromatography Paper Sheets. </p> <p>Colours from sweets or from water-based felt-tip pens can be split into their separate dyes when the chromatography paper absorbs water. </p> <ul> <li>Sheet Size: 100mm x 300mm</li> <li>Pack of 100 </li> </ul> | 33.95 | PHA | FVRATE20 | 1
Chemistry | B8A58051 | Polygram Pre-Coated T.L.C Plates 40x80mm | <p>A General purpose plate suitable for most separations. Easily cut with scissors and can be rolled to fit into Chromatography Cylinders. Coated with Silica Gel (average pore diameter 6mm, layer thickness 0.20mm) with UV Indicator. When suitably coated with a fixative they may be punched for insertion into a ring binder.</p> <p>Carrier sheet is Polyester (0.2mm thick) and resistant to all organic solvents used in T.L.C</p> <ul> <li>Supplied in Pack of 50</li> <li>Size: 40mm x 80mm</li> </ul> | 75.59 | P50 | FVRATE20 | 1
Chemistry | B8A58063 | Polygram Pre-Coated TLC Plates 50x200mm | <p>A General purpose plate suitable for most separations. Easily cut with scissors and can be rolled to fit into Chromatography Cylinders. Coated with Silica Gel (average pore diameter 6mm, layer thickness 0.20m) with UV Indicator. When suitably coated with a fixative they may be punched for insertion into a ring binder.</p> <p>Carrier sheet is Polyester (0.2mm thick) and resistant to all organic solvents used in T.L.C</p> <ul> <li>Supplied in Pack of 50</li> <li>Size: 50mm x 200mm</li> </ul> | 162.75 | P50 | FVRATE20 | 1
Appliances | B8A58543 | Virkon Disinfectant 50g Sachet | <p>Virkon is a very effective disinfectant with the widest proven spectrum of any disinfectant available: it kills all viruses (including HIV/AIDS, hepatitis B, polio), bacteria (including Staphylococci, Streptococci, Proteus, Pseudomonas, Mycobacteria (including TB) and all the major food poisoning bacteria) and fungi (Candida and the common skin dermatophytes). Virkon works by physically destructing pathogens using a synergised oxidising system based on potassium monopersulphate.</p> <p>Key Features:</p> <ul> <li>Unrivalled spectrum of activity - formulated to meet all pathogenic challenges</li> <li>Proven effective against all major pathogens known to man</li> <li>Proven against a wide range of antibiotic-resistant strains</li> <li>Built-in colour indicator of strength.</li> <li>Resistant to inactivation by organic material</li> <li>Contains a surfactant - combines cleaning and disinfection in one operation</li> <li>Avoids the problems of pre-cleaning which spreads infection on cleaning materials and utensils</li> <li>Non-irritant to skin</li> <li>Non-irritant to eyes</li> <li>Virkon solution is activated by adding the powder to water.</li> <li>Working strength: 1% w/v. Store in a cool dry place away from moisture.</li> <li>One 50g sachet.</li> </ul> | 7.2 | MGP | FVRATE20 | 1
Lab Equipment | B8A58610 | Hofmann Clips 20mm | <p>A Hoffman clip is used to seal flexible tubing. </p> <p>Nickel-plated bronze clamp with projecting plate to prevent damage to the tubing by the screw. Hinged side bar for fitting and removal without access to ends of tubing. </p> <p><strong>Dimensions</strong>: Maximum opening 12mm. Internal width 20mm. </p> <p> </p> | 3.65 | EA | FVRATE20 | 1
Physics | B8A58671 | Crocodile Clips | <p>Crocodile Clips with strong spring and clamping screw for wire. </p> <p>Supplied in packs of 10. </p> | 1.15 | P10 | FVRATE20 | 1
Physics | B8A58695 | Crocodile Clip Plastic Sleeve P10 | <p>An essential resource for any student building circuits, these allow addition of materials for investigation of conductance. Thread wire through and screw clockwise, or push-fit onto the ends of standard plug leads. Standard crocodile clips with plastic sleeves. </p> <ul> <li>Colours may vary.</li> <li>Supplied in packs of 10.</li> </ul> | 3.45 | P10 | FVRATE20 | 1
Geography | B8A58816 | Map Compass | <p>Our easy to read, budget Mapping Compass is liquid filled with metric and imperial scale on the clear base plate. There is also a magnifier to focus on the tiniest detail.</p> <p>Perfect for use in mapping, land use lessons, or for orienteering activities.</p> <ul> <li>Ideal for walking and outdoor activities</li> <li>Neck cord included</li> <li>130mm scale ruler</li> <li>Magnifying lens</li> <li>Sold individually.</li> </ul> | 9.99 | EA | FVRATE20 | 1
Physics | B8A59389 | Crocodile Lead Set | <p>An essential resource for any student building circuits, these make connecting components easy and safe.</p> <p>The set consists of ten leads in five assorted colours, each with a plastic sleeved crocodile clip at both ends.</p> <ul> <li>Length of leads: 550mm</li> <li>Length of leads including clips: 630mm</li> <li>Colours: 5</li> <li>Pack of 10</li> </ul> | 2.05 | P10 | FVRATE20 | 1
Lab Equipment | B8A59456 | Stackable Plug 4mm Screw Connect Yellow | <p>High quality 4mm in-line stackable plug, incorporating 4mm socket in the rear.</p> <p>Nickel plated beryllium copper plug with stainless steel spring.</p> <p>Lead wire is held in place by screw connection.</p> <ul> <li>Maximum current carrying capacity: 10A</li> <li>Colour: Yellow</li> </ul> | 0.75 | EA | FVRATE20 | 1
Glassware, Plastics & Ceramics | B8A59730 | Porcelain Crucible 15cm3 | <p>Glazed inside and outside except base. Supplied without lid.</p> <ul> <li>Capacity: 15ml</li> <li>Diameter: 40mm</li> <li>Height: 25mm</li> </ul> <p>Crucible lid is available to purchase separately: B8R05873</p> | 3.85 | EA | FVRATE20 | 1
Lab Equipment | B8A60082 | Cuvette Rack To Hold 20 Standard 10mm | <p>Cuvette rack made out of moulded polypropylene, it holds 20 standard 10mm optical path cuvettes. The holes in the upper tier are specially shaped so that only the corners of the cuvettes make contact with rack, eliminating the possibility of blemishing the optical surfaces of the cuvette. The rack is stackable and is autoclavable up to 120&deg;C</p> <ul> <li>Rack Dimensions: (L)117mm x (W)108mm x (H)111mm</li> </ul> | 12.59 | EA | FVRATE20 | 1
Appliances | B8A61141 | Drying Cabinet 250 Litre | <p>Ideal for drying glassware, chromatograms and keeping agar based media molten. The Genlab Drying Cabinet is constructed from sheet steel and finished in an easy to clean, corrosion resistant epoxy powder paint. It has three chromium plated shelves and toughened sliding glass doors.</p> <p>Heated by Incoloy sheathed elements which are positioned in the base of the unit. The unit is equipped with an illuminated power switch and heating indicator light. Suitable for shelf or bench mounting.</p> <ul> <li>For use on 200-240 V a.c. supplies.</li> <li>Size: 250 Litre,</li> <li>Internal Dimensions: (H)520 x (W)980 x (D)480mm</li> <li>External Dimensions: (H)660 x (W)1000 x (D)50mm</li> </ul> <p>Features:</p> <ul> <li>Maximum temperature 50&deg;C above ambient, saves in running costs</li> <li>Easy clean powder coated body</li> <li>Thermostat control for set temperature</li> <li>Toughened glass doors</li> <li>Full two year warranty</li> </ul> <p>Additional delivery charge may apply for some postcodes.</p> <p><em><strong>Please Note: This is a made to order item. Once the order is confirmed, it cannot be cancelled or amended.</strong></em></p> | 1399.05 | EA | FVRATE20 | 1
Physics | B8A61256 | Clip Component Holder | <p>Moulded base component holder with 4mm sockets and crocodile clips to hold small resistors, capacitors, etc. </p> | 2.75 | EA | FVRATE20 | 1
Physics | B8A61268 | Electronic Buzzer 6V DC | <p>Transistorised type with 100mm flying leads. </p> <ul> <li>Frequency: 420Hz approx.</li> <li>Current: 17mA max.</li> <li>Output: 83dB at 0.2m</li> <li>Dimensions: 23 x 17 x 15mm</li> </ul> | 1.39 | EA | FVRATE20 | 1
Physics | B8A61281 | Push Button Switch | <p>A miniature push button switch with a momentary push-to-make single pole action. Connections are by solder tags, and the switch may be mounted on a panel having a 7mm diameter hole via its threaded bush and nut. </p> <ul> <li>Maximum Rating: 250V a.c., 0.5A</li> <li>Button Diameter: 6mm</li> <li>Dimensions: (L)28mm x (D)10mm,</li> <li>Pack of 5</li> </ul> | 1.39 | P 5 | FVRATE20 | 1
Physics | B8A61309 | Switch - Slide Type | <p>A miniature double pole double throw slide switch suitable for panel mounting. Connections are by solder tags.</p> <ul> <li>Maximum rating: 250V a.c., 0.25A</li> <li>Dimensions of body: 15mm x 8mm x 7mm</li> <li>Fixing centres: 19mm</li> <li>Pack of 5</li> </ul> | 1.69 | P 5 | FVRATE20 | 1
Physics | B8A61311 | Electric Motor 1.5 to 3V | <p>Low voltage d.c. electric motor suitable for model making and similar applications. Has cylindrical body with either white metal or phosphor bronze bearings. Electrical connection is by solder tags on the rear end clips. </p> <ul> <li>Voltage range: 1.5 - 3V</li> <li>Torque g/cm: 10.5</li> <li>Dimensions: (L)26mm x (D)20mm</li> <li>Shaft Diameter: 2mm</li> </ul> <p>Also available as a pack of 10 (B8R01996). </p> | 0.89 | EA | FVRATE20 | 1
Physics | B8A61323 | Electric Motor 3 To 6V | <p>Low voltage d.c. electric motor suitable for model making and similar applications. Has cylindrical body with either white metal or phosphor bronze bearings. Electrical connection is by solder tags on the rear end clips. EACH. </p> <ul> <li>Voltage Range: 3-6V</li> <li>Torque g/cm: 26.5</li> <li>Dimensions: (L)31mm x (D)24mm</li> <li>Shaft Diameter: 2mm</li> </ul> <p>Also available as a pack of 10 (B8R01997). </p> | 1.45 | EA | FVRATE20 | 1
Chemistry | B8A61797 | Mineral Wool(Super Wool) 500g | <p>Mineral Wool - 500g </p> <p>Used for plugging test tubes during Catalytic Cracking and combustion experiments </p> <ul> <li>Alternative name: Rocksil Wool</li> <li>Melting Point:600°C</li> </ul> <p> </p> <p> </p> | 6.7 | MGX | FVRATE20 | 1
Lab Equipment | B8A62133 | Cobalt Glass 75 X 50 mm. | <p>Piece of cobalt glass used in flame testing.</p> <p>When flame testing for the detection of potassium ions, any sodium ions present mask the lilac colour with intense yellow, hence the presence of potassium may go undetected. However, on viewing the flame through the cobalt glass the presence of potassium is easily observed.</p> <p>Dimensions: (L)75mm x (H)50mm x (D)1mm</p> | 15.1 | EA | FVRATE20 | 1
Glassware, Plastics & Ceramics | B8A62790 | 2000ml Volumetric Flask Class B | <p>Volumetric flasks with permanent white inscriptions. Class B Borosilicate glass. Fitted with neutral, non-staining chemically resistant polypropylene stopper.</p> <p>An economically priced alternative to leading brands.</p> <ul> <li>Volume: 2000ml</li> <li>Pack Size: Each</li> </ul> | 18.99 | EA | FVRATE20 | 1
Glassware, Plastics & Ceramics | B8A62959 | Thistle Funnels Soda Glass 200mm. Stem | <p>These stout walled, soda glass thistle funnels have good chemical resistance. They are used for adding solutions to an existing experimental set-up (e.g. small scale gas preparation).</p> <ul> <li>Funnel Diameter: 38mm</li> <li>Stem Length: 200mm</li> </ul> | 2.35 | EA | FVRATE20 | 1
Glassware, Plastics & Ceramics | B8A63216 | Pyrex Plain Filter Funnel 105mm | <p>Pyrex&reg; short stem filter funnels are idea for a wide range of filtration activities within the laboratory. Made from borosilicate glass which is both chemical &amp; heat resistant.</p> | 13.99 | EA | FVRATE20 | 1
Glassware, Plastics & Ceramics | B8A63277 | Buchner Funnel Porcelain 59mm Plate Diam | <p>Ceramic porcelain plate Buchner funnel made for vacuum filtration. This material is capable of withstanding high thermal shocks. To be used with heavy wall filter flasks and flask adaptors (not included).</p> <ul> <li>Diameter: 59mm</li> <li>Capacity: 70ml</li> </ul> | 18.59 | EA | FVRATE20 | 1
Environmental Science | B8A63575 | Plant Pots 75mm | <p>Tough plastic plant pots with holes in base for aeration and drainage. </p> <p>Height: 75mm, 3 inches </p> <p> </p> <p>Pack of 10. </p> | 3.45 | P10 | FVRATE20 | 1
Environmental Science | B8A63952 | Polythene Sieve 10mm Mesh | <p>Green polythene sieve measuring 350mm diameter and 110mm depth with a 10mm mesh. </p> <p>Ideal for separating larger particles from soil. </p> | 5.69 | EA | FVRATE20 | 1
Chemistry | B8A64105 | Gas Jar Cylindrical - 200mm X 50mm | <p>Cylindrical Gas Jar</p> <p>Made from clear glass with a heavy foot and ground flange. Supplied WITHOUT cover.</p> <ul> <li>Height: 200mm</li> <li>Internal Diameter: 50mm.</li> </ul> <p>Gas Jar Covers are available to purchase separately (B8A64142)</p> <p>Associated Product:</p> <ul> <li>Deflagrating Spoon: B8R07697</li> </ul> | 8.09 | EA | FVRATE20 | 1
Chemistry | B8A64117 | Gas Jar Cylindrical - 200 mm X 60 mm | <p>Cylindrical Gas Jar </p> <p>Made from clear glass, with a heavy foot and ground flange. Supplied WITHOUT cover </p> <ul> <li>Height: 200mm </li> <li>Internal Diameter 60mm</li> </ul> <p>Gas Jar Covers are available to purchase separately (B8A64142) </p> <p>Associated Product: </p> <ul> <li>Deflagrating Spoon: B8R07697</li> </ul> | 18.19 | EA | FVRATE20 | 1
Chemistry | B8A64130 | Gas Jar Cylindrical - 300mm X 60mm | <p>Cylindrical Gas Jar </p> <p>Made of clear glass, with a heavy foot and ground flange. Supplied WITHOUT cover </p> <ul> <li>Height: 300mm</li> <li>Internal diameter: 60mm</li> </ul> <p>Gas Jar Covers are available to purchase separately (B8A64142) </p> <p>Associated Product: </p> <ul> <li>Deflagrating Spoon: B8R07697</li> </ul> | 20.15 | EA | FVRATE20 | 1
Chemistry | B8A64154 | Gas Jar Cover Circular. 75 mm. Dia. | <p>Circular Gas Jar Covers</p> <p>Made of sheet glass and ground on one side. Pack may contain plain glass and ground glass lids - this should not present any problems in normal use</p> <ul> <li>Diameter: 75mm</li> <li>Pack of 10</li> </ul> | 2.29 | P10 | FVRATE20 | 1
Chemistry | B8A64189 | Gas Tube Graduated-Capacity 50cm x 0.2cm | <p>Graduated Gas Tube used for the collection and measurement of gases. The tube is made from Soda glass and is sealed at one end. </p> <ul> <li>Capacity: 50cm³ x 0.2cm³</li> </ul> <p> </p> <p> </p> | 9.05 | EA | FVRATE20 | 1
Lab Equipment | B8A64219 | Gauze Iron 20Mesh 125mm. Square | <p>Iron gauzes in a square, </p> <p><strong>Dimensions</strong>: 20 mesh. 125 x 125mm. </p> <p>Pack of 10. </p> | 4.55 | P10 | FVRATE20 | 1
Lab Equipment | B8A64221 | Iron Gauze 150mm Square Mesh | <p>Iron gauze in a square </p> <p><strong>Dimensions:</strong> 20 mesh. 150 x 150mm. </p> <p>Pack of 10. </p> | 7.89 | P10 | FVRATE20 | 1
Appliances | B8A64397 | Laboratory Incubator 6L +5 To 60C | <p>A range of laboratory incubators which are highly efficient, reliable and cost effective to suit most biological analysis, research and laboratory applications. The temperature control system has a direct easy-read thermostat and an independent overheat thermostat as a safety measure, both with calibrated scales and tamper proof dial locks. Indicators show mains switch, heat and overheat. The exterior is constructed from sheet steel finished with an easy to clean powder coated paint. The interior chamber is made from mild steel coated aluminium and fitted with fixed non-tip shelf runners. The units are supplied with chrome plated wire grid shelves and the top vent is fitted with a thermometer clip. Heated by Incoloy sheathed elements, positioned below the chamber floor. This model features a door with an integral viewing window.</p> <ul> <li>Size: 6 Litres,</li> <li>External Dimensions: (H)390 x (W)320 x (D)330mm</li> <li>Internal Dimensions: (H)150 x (W)230 x (D)190mm</li> </ul> <p>Features:</p> <ul> <li>Temperature range: +5&deg;C to 70&deg;C</li> <li>Easy clean powder coated body</li> <li>Easy to use thermostatic control</li> <li>Door with integral viewing window</li> <li>Full two year warranty</li> </ul> <p>Additional delivery charge may apply for some postcodes.</p> <p><em><strong>Please Note: This is a made to order item. Once the order is confirmed, it cannot be cancelled or amended.</strong></em></p> | 877.75 | EA | FVRATE20 | 1
Appliances | B8A64403 | Laboratory Incubator 18L +5 To 100C | <p>A range of laboratory incubators which are highly efficient, reliable and cost effective to suit most biological analysis, research and laboratory applications. The temperature control system has a direct easy-read thermostat and an independent overheat thermostat as a safety measure, both with calibrated scales and tamper proof dial locks. Indicators show mains switch, heat and overheat. The exterior is constructed from sheet steel finished with an easy clean powder coated paint. The interior chamber is made from mild steel coated aluminium and fitted with fixed non-tip shelf runners. The units are supplied with chrome plated wire grid shelves and the top vent is fitted with a thermometer clip. Heated by Incoloy sheathed elements, positioned below the chamber floor.</p> <ul> <li>Size: 18 Litres</li> <li>External Dimensions: (H)520 x (W)380 x (D)410mm</li> <li>Internal Dimensions: (H)260 x (W)260 x (D)270mm</li> </ul> <p>Features:</p> <ul> <li>Temperature range: +5&deg;C to 70&deg;C</li> <li>Easy clean powder coated body</li> <li>Easy to use thermostatic control</li> <li>Full two year warranty</li> </ul> <p>Additional delivery charge may apply for some postcodes.</p> <p><em><strong>Please Note: This is a made to order item. Once the order is confirmed, it cannot be cancelled or amended.</strong></em></p> | 1029.69 | EA | FVRATE20 | 1
Appliances | B8A64415 | Laboratory Incubator 18L +5 To 60C | <p>A range of laboratory incubators which are highly efficient, reliable and cost effective to suit most biological analysis, research and laboratory applications. The temperature control system has a direct easy-read thermostat and an independent overheat thermostat as a safety measure, both with calibrated scales and tamper proof dial locks. Indicators show mains switch, heat and overheat. The exterior is constructed from sheet steel finished with an easy clean powder coated paint. The interior chamber is made from mild steel coated aluminium and fitted with fixed non-tip shelf runners. The units are supplied with chrome plated wire grid shelves and the top vent is fitted with a thermometer clip. Heated by Incoloy sheathed elements, positioned below the chamber floor. This model features a door with an integral viewing window.</p> <ul> <li>Size: 18 Litres</li> <li>External Dimensions: (H)520 x (W)380 x (D)410mm</li> <li>Internal Dimensions: (H)260 x (W)260 x (D)270mm</li> </ul> <p>Features:</p> <ul> <li>Temperature range: +5&deg;C to 70&deg;C</li> <li>Easy clean powder coated body</li> <li>Easy to use thermostatic control</li> <li>Door with integral viewing window</li> <li>Full two year warranty</li> </ul> <p>Additional delivery charge may apply for some postcodes.</p> <p>Made to order item, Once confirmed cannot be cancelled or amended.</p> | 1042.85 | EA | FVRATE20 | 1
Appliances | B8A64427 | Laboratory Incubator 30L +5 To 100C | <p>A range of laboratory incubators which are highly efficient, reliable and cost effective to suit most biological analysis, research and laboratory applications. The temperature control system has a direct easy-read thermostat and an independent overheat thermostat as a safety measure, both with calibrated scales and tamper proof dial locks. Indicators show mains switch, heat and overheat. The exterior is constructed from sheet steel finished with an easy clean powder coated paint. The interior chamber is made from mild steel coated aluminium and fitted with fixed non-tip shelf runners. The units are supplied with chrome plated wire grid shelves and the top vent is fitted with a thermometer clip. Heated by Incoloy sheathed elements, positioned below the chamber floor.</p> <ul> <li>Size: 30 Litres</li> <li>External Dimensions: (H)500 x (W)480 x (D)490mm</li> <li>Internal Dimensions: (H)240 x (W)360 x (D)350mm</li> </ul> <p>Features:</p> <ul> <li>Temperature range: +5&deg;C to 70&deg;C</li> <li>Easy clean powder coated body</li> <li>Easy to use thermostatic control</li> <li>Full two year warranty</li> </ul> <p>Additional delivery charge may apply for some postcodes.</p> <p><em><strong>Please Note: This is a made to order item. Once the order is confirmed, it cannot be cancelled or amended.</strong></em></p> | 1050.75 | EA | FVRATE20 | 1
Appliances | B8A64439 | Laboratory Incubator 50L +5 To 100C | <p>A range of laboratory incubators which are highly efficient, reliable and cost effective to suit most biological analysis, research and laboratory applications. The temperature control system has a direct easy-read thermostat and an independent overheat thermostat as a safety measure, both with calibrated scales and tamper proof dial locks. Indicators show mains switch, heat and overheat. The exterior is constructed from sheet steel finished with an easy clean powder coated paint. The interior chamber is made from mild steel coated aluminium and fitted with fixed non-tip shelf runners. The units are supplied with chrome plated wire grid shelves and the top vent is fitted with a thermometer clip. Heated by Incoloy sheathed elements, positioned below the chamber floor.</p> <ul> <li>Size: 50 Litres</li> <li>External Dimensions: (H)590 x (W)610 x (D)470mm</li> <li>Internal Dimensions: (H)330 x (W)490 x (D)330mm</li> </ul> <p>Features:</p> <ul> <li>Temperature range: +5&deg;C to 70&deg;C</li> <li>Easy clean powder coated body</li> <li>Easy to use thermostatic control</li> <li>Full two year warranty</li> </ul> <p>Additional delivery charge may apply for some postcodes.</p> <p><em><strong>Please Note: This is a made to order item. Once the order is confirmed, it cannot be cancelled or amended.</strong></em></p> | 1250.15 | EA | FVRATE20 | 1
Appliances | B8A64440 | Incubator 50L-Fan Circulation 8-100 | <p>A range of laboratory incubators which are highly efficient, reliable and cost effective to suit most biological analysis, research and laboratory applications. The temperature control system has a direct easy-read thermostat and an independent overheat thermostat as a safety measure, both with calibrated scales and tamper proof dial locks. Indicators show mains switch, heat and overheat. The exterior is constructed from sheet steel finished with an easy clean powder coated paint. The interior chamber is made from mild steel coated aluminium and fitted with fixed non-tip shelf runners. The units are supplied with chrome plated wire grid shelves and the top vent is fitted with a thermometer clip. Heated by Incoloy sheathed elements, positioned around the fan on the back wall of the chamber</p> <ul> <li>Size: 50 Litres</li> <li>External Dimensions: (H)590 x (W)610 x (D)590mm</li> <li>Internal Dimensions: (H)330&nbsp; x (W)490 x (D)330mm</li> </ul> <p>Features:</p> <ul> <li>Temperature range: +5&deg;C to 70&deg;C</li> <li>Easy clean powder coated body</li> <li>Easy to use thermostatic control</li> <li>Fan assisted circulation</li> <li>Full two year warranty</li> </ul> <p>Additional delivery charge may apply for some postcodes.</p> <p><em><strong>Please Note: This is a made to order item. Once the order is confirmed, it cannot be cancelled or amended.</strong></em></p> | 1416.39 | EA | FVRATE20 | 1
Appliances | B8A64476 | 18L Incubator/Steriliser | <p>This cost effective, dual purpose oven/incubator is ideal for drying, sterilising and incubating samples in the laboratory. The control system combines the advantage of two temperature ranges in one unit. Bespoke firmware designed specifically for this chamber size and a calibration class temperature sensor offers accurate control up to 250&deg;C without temperature overshoot. The same chamber can also maintain a steady 30&deg;C constant temperature by simply adjusting the set point. The exterior is constructed from sheet steel and finished with an easy clean powder coated paint. The interior chamber is made from mild steel and coated with Aluminium. The unit is fitted with fixed shelf runners and removable chrome plated wire grid shelves. Heated by Incoloy sheathed elements, positioned in the base of the oven.</p> <p>The control system comprises of a touch screen interface that offers both accurate temperature control and an integral overheat system using 2 individual sensors.</p> <ul> <li>Size: 18 Litres,</li> <li>External Dimensions: (H)550 x (W)380 x (D)410mm</li> <li>Internal Dimensions: (H)260 x (W)260 x (D)270mm</li> </ul> <p>Specification:</p> <ul> <li>Temp range (Ambient +8&ordm;C) to 250.0&ordm;C</li> <li>Resolution 0.1&ordm;C</li> <li>On screen historical trending (48 hours)</li> <li>Manual or automatic overheat reset</li> <li>High accuracy Pt100A duplex sensors&lt;0.6&ordm;C</li> <li>Low chamber uniformity</li> <li>Energy efficient with integral energy meter</li> <li>New - Set point lock feature</li> </ul> <p>Additional delivery charge may apply for some postcodes.</p> <p><em><strong>Please Note: This is a made to order item. Once the order is confirmed, it cannot be cancelled or amended.</strong></em></p> | 1172.35 | EA | FVRATE20 | 1
Appliances | B8A64488 | 30L Incubator/Steriliser | <p>This cost effective, dual purpose oven/incubator is ideal for drying, sterilising and incubating samples in the laboratory. The control system combines the advantage of two temperature ranges in one unit. Bespoke firmware designed specifically for this chamber size and a calibration class temperature sensor offers accurate control up to 250&deg;C without temperature overshoot. The same chamber can also maintain a steady 30&deg;C constant temperature by simply adjusting the set point. The exterior is constructed from sheet steel and finished with an easy clean powder coated paint. The interior chamber is made from mild steel and coated with Aluminium. The unit is fitted with fixed shelf runners and removable chrome plated wire grid shelves. Heated by Incoloy sheathed elements, positioned in the base of the oven.</p> <p>The control system comprises of a touch screen interface that offers both accurate temperature control and an integral overheat system using 2 individual sensors.</p> <ul> <li>Size: 30 Litres,</li> <li>External Dimensions: (H)510 x (W)480 x (D)490mm</li> <li>Internal Dimensions: (H)240 x (W)360 x (D)350mm</li> </ul> <p>Specification:</p> <ul> <li>Temp range (Ambient +8&ordm;C) to 250.0&ordm;C</li> <li>Resolution 0.1&ordm;C</li> <li>On screen historical trending (48 hours)</li> <li>Manual or automatic overheat reset</li> <li>High accuracy Pt100A duplex sensors&lt;0.6&ordm;C</li> <li>Low chamber uniformity</li> <li>Energy efficient with integral energy meter</li> <li>New - Set point lock feature</li> </ul> <p>Additional delivery charge may apply for some postcodes.</p> <p><em><strong>Please Note: This is a made to order item. Once the order is confirmed, it cannot be cancelled or amended.</strong></em></p> | 1256.25 | EA | FVRATE20 | 1
Appliances | B8A64499 | 50L Incubator/Steriliser | <p>This cost effective, dual purpose oven/incubator is ideal for drying, sterilising and incubating samples in the laboratory. The control system combines the advantage of two temperature ranges in one unit. Bespoke firmware designed specifically for this chamber size and a calibration class temperature sensor offers accurate control up to 250&deg;C without temperature overshoot. The same chamber can also maintain a steady 30&deg;C constant temperature by simply adjusting the set point. The exterior is constructed from sheet steel and finished with an easy clean powder coated paint. The interior chamber is made from mild steel and coated with Aluminium. The unit is fitted with fixed shelf runners and removable chrome plated wire grid shelves. Heated by Incoloy sheathed elements, positioned in the base of the oven.</p> <p>The control system comprises of a touch screen interface that offers both accurate temperature control and an integral overheat system using 2 individual sensors.</p> <ul> <li>Size: 53 Litres,</li> <li>External Dimensions: (H)660 x (W)630 x (D)470mm</li> <li>Internal Dimensions: (H)330 x (W)490 x (D)330mm</li> </ul> <p>Specification:</p> <ul> <li>Temp range (Ambient +8&ordm;C) to 250.0&ordm;C</li> <li>Resolution 0.1&ordm;C</li> <li>On screen historical trending (48 hours)</li> <li>Manual or automatic overheat reset</li> <li>High accuracy Pt100A duplex sensors&lt;0.6&ordm;C</li> <li>Low chamber uniformity</li> <li>Energy efficient with integral energy meter</li> <li>New - Set point lock feature</li> </ul> <p>Additional delivery charge may apply for some postcodes.</p> <p><em><strong>Please Note: This is a made to order item. Once the order is confirmed, it cannot be cancelled or amended.</strong></em></p> | 1339.89 | EA | FVRATE20 | 1
Appliances | B8A64518 | Incubator/ Steriliser 75L | <p>This cost effective, dual purpose oven/incubator is ideal for drying, sterilising and incubating samples in the laboratory. The control system combines the advantage of two temperature ranges in one unit. Bespoke firmware designed specifically for this chamber size and a calibration class temperature sensor offers accurate control up to 250&deg;C without temperature overshoot. The same chamber can also maintain a steady 30&deg;C constant temperature by simply adjusting the set point. The exterior is constructed from sheet steel and finished with an easy clean powder coated paint. The interior chamber is made from mild steel and coated with Aluminium. The unit is fitted with fixed shelf runners and removable chrome plated wire grid shelves. Heated by Incoloy sheathed elements, positioned in the base of the oven.</p> <p>The control system comprises of a touch screen interface that offers both accurate temperature control and an integral overheat system using 2 individual sensors.</p> <ul> <li>Size: 75 Litres,</li> <li>External Dimensions: (H)660 x (W)630 x (D)600mm</li> <li>Internal Dimensions: (H)330 (W)490 x (D)450mm</li> </ul> <p>Specification:</p> <ul> <li>Temperature Range: Ambient +8&ordm;C to 250.0&ordm;C</li> <li>Resolution: 0.1&ordm;C</li> <li>On screen historical trending (48 hours)</li> <li>Manual or automatic overheat reset</li> <li>High accuracy Pt100A duplex sensors&lt;0.6&ordm;C</li> <li>Low chamber uniformity</li> <li>Energy efficient with integral energy meter</li> <li>New - Set point lock feature</li> </ul> <p>Additional delivery charge may apply for some postcodes.</p> <p><em><strong>Please Note: This is a made to order item. Once the order is confirmed, it cannot be cancelled or amended.</strong></em></p> | 1639.35 | EA | FVRATE20 | 1
Biology | B8A64609 | HOLDER FOR INOCULATING LOOP WITH SCREW | <p>Aluminium handle with chuck to take inoculating wires and loops, lockable by a screw collar. </p> <ul> <li>Length: 150mm.</li> </ul> <p>Inoculating 2mm loops available to order on code B8A64580. </p> | 2.85 | EA | FVRATE20 | 1
Appliances | B8A65237 | Pillar Angle Tap with fixed Nozzle | <p>Bench mounted pillar angle fitting with fixed nozzle. Handwheel colour coded for cold water: green with blue centre.</p> <ul> <li>Weight: Approx. 1.3 kg</li> <li>60 mm, 1/2' ISO 7/1-R - UniFlex connection/installation hose: 0,7m with OD15mm brass tail</li> </ul> <p>Standout: 152mm, height from bench surface: 300mm.</p> | 91.85 | EA | FVRATE20 | 1
Chemistry | B8A65509 | Acetic Acid 2.0M(Ethanoic Acid Soln)2.5L | <ul> <li>Alternative name: ethanoic acid</li> <li>Molecular Weight: 60.05g/mol</li> <li>CAS Number: 64-19-7</li> <li>Hazard: H226,H302,H314,H332</li> <li>Precaution: P280,P305,P351,P338</li> </ul> | 7.95 | VLE | FVRATE20 | 1
Chemistry | B8A65511 | Acetic Acid 1.0M(Ethanoic Acid Soln)2.5L | <ul> <li>Alternative name: Ethanoic acid</li> <li>Molecular Weight: 60.05g/mol</li> <li>CAS Number: 64-19-7</li> <li>Hazard: H226,H302,H314,H332</li> <li>Precaution: P280,P305,P351,P338</li> </ul> | 11.85 | VLE | FVRATE20 | 1
Chemistry | B8A65523 | Acetic Anhydride 100ml | <ul> <li>Alternative name: Ethanoic Anhydride</li> <li>Molecular Weight: 102.09g/mol</li> <li>CAS Number: 108-24-7</li> <li>Hazard: H226,H314,H302,H332</li> <li>Precaution: P280,P305,P351,P338,P310</li> </ul> | 5.65 | VMO | FVRATE20 | 1
Chemistry | B8A65535 | Ethanoyl Chloride (Acetyl Chloride)100ml | <ul> <li>Alternative name: Acetyl Chloride</li> <li>Molecular Weight: 78.50g/mol</li> <li>CAS Number: 75-36-5</li> <li>Hazard: H225,H314,EUH014</li> <li>Precaution: P210,P280,P305,P351,P338,P310</li> </ul> | 16.49 | VMO | FVRATE20 | 1
Biology | B8A65560 | Agar Powder 100g | <p>Non-nutrient Agar Powder - 100g </p> <ul> <li>CAS Number: 9002-18-0</li> </ul> | 10.6 | EA | FVRATE20 | 1
Biology | B8A65572 | Agar Powder 250g | <p>Non-nutrient Agar Powder - 250g </p> <ul> <li>CAS Number: 9002-18-0</li> </ul> | 15.85 | MGV | FVRATE20 | 1
Chemistry | B8A65584 | L-Alanine (2-Aminopropanoic acid) 1g | <ul> <li>Alternative name: 2-Aminopropanoic acid</li> <li>Molecular Weight: 89.09g/mol</li> <li>CAS Number: 56-41-7</li> </ul> | 5.35 | MGA | FVRATE20 | 1
Chemistry | B8A65614 | Albumen Egg Powder 50g | <p>Albumen Egg Powder - 50g</p> <p>A good source of protein for the Biuret Test.</p> <p><b>Please note that our Albumen Egg Powder is not to be considered as Food Grade Standard and is therefore not fit for human consumption.&nbsp; It is suitable for use in education.</b></p> <ul> <li>CAS Number: 9006-59-1</li> </ul> | 4.7 | MGP | FVRATE20 | 1
Chemistry | B8A65626 | Albumen Egg Powder 100g | <p>Albumen Egg Powder - 100g</p> <p>A good source of protein for the Biuret Test.&nbsp;</p> <p><b>Please note that our Albumen Egg Powder is not to be considered as Food Grade Standard and is therefore not fit for human consumption.&nbsp; It is suitable for use in education.</b></p> <ul> <li>CAS Number: 9006-59-1</li> </ul> | 11.15 | EA | FVRATE20 | 1
Chemistry | B8A65663 | Aluminium Powder Fine 250G | <ul> <li>Molecular Weight: 26.98g/mol</li> <li>CAS Number: 7429-90-5</li> <li>Hazard: H250,H261</li> <li>Precaution: P222,P231,P232,P422</li> </ul> | 13.9 | MGV | FVRATE20 | 1
Chemistry | B8A65675 | Aluminium Metal Leaf Pk24 | <p>Aluminium Metal Leaf - Pack of 24</p> <ul> <li>Molecular Weight: 26.98g/mol</li> <li>CAS Number: 7429-90-5</li> <li>Hazard: H250,H261</li> <li>Precaution: P222,P231,P232,P422</li> </ul> | 14.89 | P24 | FVRATE20 | 1
Chemistry | B8A65699 | Aluminium Chloride-6-Water 100g | <ul> <li>Molecular Weight: 241.43g/mol</li> <li>CAS Number: 7784-13-6</li> <li>Hazard: H315,H319,H335,H412</li> <li>Precaution: P261,P273,P280,P305,P351,P338</li> </ul> | 8.4 | EA | FVRATE20 | 1
Chemistry | B8A65705 | Aluminium Nitrate-9-Water 250g | <ul> <li>Molecular Weight: 375.13g/mol</li> <li>CAS Number: 7784-27-2</li> <li>Hazard: H272,H315,H319</li> <li>Precaution: P220,P305,P351,P338</li> </ul> | 18.4 | MGV | FVRATE20 | 1
Chemistry | B8A65717 | Aluminium Oxide (Alumina) 500g | <ul> <li>Alternative name: Alumina</li> <li>Molecular Weight: 101.96g/mol</li> <li>CAS Number:1344-28-1</li> </ul> | 9.45 | MGX | FVRATE20 | 1
Chemistry | B8A65730 | Aluminium Potassium Sulfate-12-Water 1kg | <ul> <li>Alternative name: Alum Potassium</li> <li>Molecular Weight: 474.38g/mol</li> <li>CAS Number: 7784-24-9</li> </ul> | 16.19 | KG | FVRATE20 | 1
Chemistry | B8A65742 | Aluminium Sulfate-16-Water 250g | <ul> <li>Molecular Weight: 630.38g/mol</li> <li>CAS Number: 16828-11-8</li> <li>Hazard:H318</li> <li>Precaution: P280,P309+P311,P305+P351+P338</li> </ul> | 5.55 | MGV | FVRATE20 | 1
Chemistry | B8A65778 | Ammonia Solution 35% w/w HR 1L | <ul> <li>Alternative name: Ammonium hydroxide</li> <li>Molecular Weight: 17.03g/mol</li> <li>CAS Number: 1336-21-6</li> <li>Hazard: H314,H400</li> <li>Precaution: P273,P280,P305+P351+P338,P310</li> </ul> | 7.55 | VLA | FVRATE20 | 1
Chemistry | B8A65845 | Ammonium Chloride HR 1kg | <ul> <li>Molecular Weight: 53.49g/mol</li> <li>CAS Number: 12125-02-9</li> <li>Hazard: H302,H319</li> <li>Precaution: P305+P351+P338</li> </ul> | 11.2 | KG | FVRATE20 | 1
Chemistry | B8A65857 | Ammonium Dichromate (VI) 250g | <ul> <li>Alternative Name: Ammonium Pyrochromate</li> <li>Molecular Weight: 252.06g/mol</li> <li>CAS Number: 7789-09-5</li> <li>Hazard: H272,H350,H340,H360FD,H330,H301,H372,H312,H314,H334,H317,H410</li> <li>Precaution: P201,P220,P260,P273,P280,P284</li> </ul> | 44.3 | MGV | FVRATE20 | 1
Chemistry | B8A65870 | Ammonium Iron(II)Sulfate-6-Water HR 250g | <ul> <li>Alternative Name: Ferrous Ammonium Sulfate</li> <li>Molecular Weight: 392.13</li> <li>CAS Number: 7783-85-9</li> <li>Hazard: H315,H319,H335</li> <li>Precaution: P261,P305+P351+P338</li> </ul> | 11.75 | MGV | FVRATE20 | 1
Chemistry | B8A65882 | Ammonium Iron(II)Sulfate-6-Water HR 500g | <ul> <li>Alternative Name: Ferrous Ammonium Sulfate</li> <li>Molecular Weight: 392.13</li> <li>CAS Number: 7783-85-9</li> <li>Hazard: H325,H319,H335</li> <li>Precaution: P261,P305+P351+P338</li> </ul> | 28.75 | MGX | FVRATE20 | 1
Chemistry | B8A65894 | Ammonium Iron(III)Sulfate-12-Water 500g | <ul> <li>Alternative Name: Ferric Ammonium Sulfate</li> <li>Molecular Weight: 482.18</li> <li>CAS Number: 7783-83-7</li> <li>Hazard: H315.H319</li> <li>Precaution: P305+P351+P338</li> </ul> | 31 | MGX | FVRATE20 | 1
Chemistry | B8A65924 | Ammonium Nitrate HR 500g | <p><strong>Please note this item is restricted and now requires authorisation to purchase. Please contact our customer service team by phone or e-mail who can assist you further.</strong></p> <ul> <li>Molecular Weight: 80.04g/mol</li> <li>CAS Number: 6484-52-2</li> <li>Hazard: H272,H315,H319,H335</li> <li>Precaution: P220,P261,P305+P351+P338</li> </ul> | 14.35 | MGX | FVRATE20 | 1
Chemistry | B8A65961 | Ammonium Thiocyanate 100g | <ul> <li>Alternative Name: Ammonium sulfocyanide, Ammonium rhodanide</li> <li>Molecular Weight: 76.12</li> <li>CAS Number: 1762-95-4</li> <li>Hazard: H302,H312,H332,H410,EUH032</li> <li>Precaution: P273,P280,P501</li> </ul> | 8.8 | EA | FVRATE20 | 1
Chemistry | B8A65973 | Ammonium Metavanadate 50g | <ul> <li>Alternative Name: Ammonium Monovanadate</li> <li>Molecular Weight: 116.98g/mol</li> <li>CAS Number: 7803-55-6</li> <li>Hazard: H301,H315,H319,H330,H335</li> <li>Precaution: P260,P284,P305+P351+P338,P310</li> </ul> | 23.35 | MGP | FVRATE20 | 1
Chemistry | B8A66009 | L-Ascorbic Acid Powder (Vitamin C) 50g | <ul> <li>Alternative name: Vitamin C</li> <li>Molecular Weight: 176.13</li> <li>CAS Number:50-81-7</li> </ul> | 6.29 | MGP | FVRATE20 | 1
Chemistry | B8A66011 | L-Ascorbic Acid Powder (Vitamin C) 250g | <ul> <li>Alternative name: Vitamin C</li> <li>Molecular Weight: 176.13</li> <li>CAS Number: 50-81-7</li> </ul> | 16.25 | MGV | FVRATE20 | 1
Chemistry | B8A66047 | Barium Carbonate 500g | <ul> <li>Molecular Weight: 197.34g/mol</li> <li>CAS Number: 315-77-9</li> <li>Hazard: H301</li> <li>Precaution: P301+312</li> </ul> | 13.3 | MGX | FVRATE20 | 1
Chemistry | B8A66059 | Barium Chloride-2-Water 250g | <ul> <li>Molecular Weight: 244.77g/mol</li> <li>CAS Number:10326-27-9</li> <li>Hazard: H301,H332</li> <li>Precaution: P261,P301+P310,P330+331</li> </ul> | 11.35 | MGV | FVRATE20 | 1
Chemistry | B8A66072 | Barium Hydroxide-8-Water 500g | <ul> <li>Molecular Weight: 315.47g/mol</li> <li>CAS Number: 12230-71-6</li> <li>Hazard: H302,H314,H332</li> <li>Precaution: P280,P305+P351+P338,P310</li> </ul> | 27.1 | MGX | FVRATE20 | 1
Chemistry | B8A66084 | Barium Nitrate 250g | <ul> <li>Molecular Weight: 261.34g/mol</li> <li>CAS Number: 10022-31-8</li> <li>Hazard: H272,H302,H332</li> <li>Precaution: P303+P340,P309+P310,P210,P280</li> </ul> | 7.8 | MGV | FVRATE20 | 1
Chemistry | B8A66096 | Barium Peroxide 250g | <ul> <li>Molecular Weight: 169.33g/mol</li> <li>CAS Number: 1304-29-6</li> <li>Hazard: H272,H302,H332</li> <li>Precaution: P220</li> </ul> | 47.5 | MGV | FVRATE20 | 1
Chemistry | B8A66114 | Benedicts Solution 1L | <ul> <li>CAS Number:452-67-5</li> <li>Hazard: H412</li> <li>Precaution: P273</li> </ul> <p>Standard Benedict's Solution - gives a brick-red colour change. </p> | 5.05 | VLA | FVRATE20 | 1
Chemistry | B8A66126 | Benedicts Solution 2.5 L | <ul> <li>CAS Number: 452-67-5</li> <li>Hazard: H412</li> <li>Precaution: P273</li> </ul> <p>Standard Benedict's Solution - gives a brick-red colour change. </p> | 8.59 | VLE | FVRATE20 | 1
Chemistry | B8A66138 | Benzaldehyde (Benzenecarbaldehyde) 500ml | <ul> <li>Alternative Name: Benzenecarbaldehyde, Bitter almond oil,&nbsp;</li> <li>Molecular Weight: 106.12g/mol</li> <li>CAS Number: 100-52-7</li> <li>Hazard: H302</li> </ul> | 15.95 | VMV | FVRATE20 | 1
Chemistry | B8A66149 | Benzene-1 2-diol (Catechol) 100g | <ul> <li>Alternaitve Name: Catechol</li> <li>Molecular Weight: 110.11g/mol</li> <li>CAS Number: 120-80-9</li> <li>Hazard: H302,H312,H319</li> <li>Precaution: P280,P301+P352,P305+P351+P338</li> </ul> | 15.4 | EA | FVRATE20 | 1
Chemistry | B8A66242 | Benzoic Acid(Benzenecarboxylic acid)250g | <ul> <li>Alternative name: Benzenecarboxylic Acid</li> <li>Molecular Weight: 122.12</li> <li>CAS Number: 65-85-0</li> <li>Hazard: H302,H318,H319,H335</li> <li>Precaution: P301+P312,P305+P351+P338,P261,P280</li> </ul> | 10.45 | MGV | FVRATE20 | 1
Chemistry | B8A66254 | Benzoic Acid(Benzenecarboxylic acid)500g | <ul> <li>Alternative name: Benzenecarboxylic Acid</li> <li>Molecular Weight: 122.12g/mol</li> <li>CAS Number: 65-85-0</li> <li>Hazard: H302,H318,H319,H335</li> <li>Precaution: P301+P312,P305+P351+P338,P261,P280</li> </ul> | 22.55 | MGX | FVRATE20 | 1
Chemistry | B8A66289 | Bicarbonate Indicator 500ml | <p>Dilute 1 part Bicarbonate Indicator with 9 parts deionized water and bubble air through with atmospheric carbon dioxide. </p> <p>The solution is ready to use when it's a deep red colour. </p> <p>In industrial areas sulphur dioxide will make it difficult to achieve the required equilibrium. </p> | 4.05 | VMV | FVRATE20 | 1
Chemistry | B8A66291 | Biuret Reagent 500ml | <ul> <li>CAS Number: Mixture</li> <li>Hazard: H319</li> </ul> <p>Used to test for the presence of proteins giving a blue to purple colour change.</p> | 3.85 | VMV | FVRATE20 | 1
Chemistry | B8A66394 | 1-Bromobutane (n-Butyl bromide) 250ml | <ul> <li>Alternative Name: n-Butyl Bromide</li> <li>Molecular Weight: 137.02g/mol</li> <li>CAS No: 109-65-9</li> <li>Hazard: H225, H315, H319, H335, H411</li> <li>Precaution: P210, P273, P280, P337+P313, P391, P403+P235</li> </ul> <p>MSDS is available to download from the Documents section.</p> | 23.7 | VMT | FVRATE20 | 1
Chemistry | B8A66436 | 2-Bromo-2-Methylpropane 100ml | <ul> <li>Alternative name: tert-Butyl Bromide</li> <li>Molecular Weight: 137.02g/mol</li> <li>CAS Number: 507-19-7</li> <li>Hazard: H225</li> <li>Precaution: P210,P240,P262,P403+P235</li> </ul> | 45.2 | VMO | FVRATE20 | 1
Chemistry | B8A66527 | Butanal (Butyraldehyde) 250ml | <ul> <li>Alternative name: Butyraldehyde</li> <li>Molecular Weight: 72.11g/mol</li> <li>CAS Number:123-72-8</li> <li>Hazard: H225</li> <li>Precaution: P210</li> </ul> | 13.55 | VMT | FVRATE20 | 1
Chemistry | B8A66552 | Butan-1-ol (n-Butyl-alcohol) 500ml | <ul> <li>Alternative Name: n-Butyl-Alcohol</li> <li>Molecular Weight: 74.12g/mol</li> <li>CAS Number: 71-36-3</li> <li>Hazard: H226,H302,H315,H318,H336,H335</li> <li>Precaution: P210,P241,P280,P301+P312,P302+P352,P303+P361+P353</li> </ul> | 7.15 | VMV | FVRATE20 | 1
Chemistry | B8A66576 | Butan-2-ol (sec-Butyl-alcohol) 500ml | <ul> <li>Alternative name: sec-Butyl Alcohol</li> <li>Molecular Weight: 74.12g/mol</li> <li>CAS Number: 78-92-2</li> <li>Hazard: H226,H319,H335,H336</li> <li>Precaution: P210,P243,P280,P304+P340,P305+P351+P338,P303+P361+P353,P312</li> </ul> | 12.65 | VMV | FVRATE20 | 1
Chemistry | B8A66599 | Butylamine 250ml | <ul> <li>Molecular Weight: 73.14g/mol</li> <li>CAS Number: 109-73-9</li> <li>Hazard: H225,H332,H312,H302,H335</li> <li>Precaution: P210,P260,P280,P301+P330+P331,P302+P352,P304+P340,P309+P311</li> </ul> | 12.05 | VMT | FVRATE20 | 1
Chemistry | B8A66631 | Calcium Carbonate Precipitated 500g | <ul> <li>Molecular Weight: 100.09g/mol</li> <li>CAS Number: 471-34-1</li> <li>Hazard: H315,H318,H335</li> <li>Precaution: P261,P280,P305+P351+p338</li> </ul> | 4.65 | MGX | FVRATE20 | 1
Chemistry | B8A66643 | Calcium Carbonate HR 1Kg | <ul> <li>Molecular Weight: 100.09g/mol</li> <li>CAS Number: 471-34-1</li> <li>Hazard: H315,H318,H335</li> <li>Precaution: P261,P280,P305+P351+P338</li> </ul> | 11 | KG | FVRATE20 | 1
Chemistry | B8A66655 | Calcium Carbonate Precipitated 3Kg | <ul> <li>Molecular Weight: 100.09g/mol</li> <li>CAS Number: 471-34-1</li> <li>Hazard: H315,H318.H335</li> <li>Precaution: P261,P280,P305+P351+P338</li> </ul> | 14.05 | MKE | FVRATE20 | 1
Chemistry | B8A66679 | Calcium Chloride Anhydrous Granular 500g | <ul> <li>Molecular Weight: 110.99g/mol</li> <li>CAS Number: 10043-52-4</li> <li>Hazard: H319</li> <li>Precaution: P280,P305+P351+P338,P337+P313</li> </ul> | 4.35 | MGX | FVRATE20 | 1
Chemistry | B8A66680 | Calcium Chloride Anhydrous Prill 500g | <ul> <li>Molecular Weight: 110.99g/mol</li> <li>CAS Number: 10043-52-4</li> <li>Hazard: H319</li> <li>Precaution: P280,P305+P351+P338,P337+P313</li> </ul> | 9.9 | MGX | FVRATE20 | 1
Chemistry | B8A66692 | Calcium Hydroxide Technical 1Kg | <ul> <li>Alternative name: Slaked Lime</li> <li>Molecular Weight: 74.09g/mol</li> <li>CAS Number: 1305-62-0</li> <li>Hazard: H318</li> <li>Precaution: P280,P305+P351+P338</li> </ul> | 5.5 | KG | FVRATE20 | 1
Chemistry | B8A66710 | Calcium Nitrate-4-Water 500g | <ul> <li>Molecular Weight: 200.12g/mol</li> <li>CAS Number: 13477-34-4</li> <li>Hazard: H272,H319</li> <li>Precaution: P280,P305+P351+P338</li> </ul> | 11.65 | MGX | FVRATE20 | 1
Chemistry | B8A66746 | Calcium Sulfate 1/2 Water Technical 5kg | <ul> <li>Alternative name: Plaster of Paris</li> <li>Molecular Weight: 145.15g/mol</li> <li>CAS Number:10101-41-4</li> </ul> | 10.6 | PK | FVRATE20 | 1
Chemistry | B8A66813 | Carbon(graphite) Mineral Powder 500g | <ul> <li>Molecular Weight: 12.01g/mol</li> <li>CAS Number: 7782-42-5</li> </ul> | 9.9 | MGX | FVRATE20 | 1
Chemistry | B8A66825 | Carbon (graphite) Powder 1kg | <ul> <li>Molecular Weight: 12.01g/mol</li> <li>CAS Number: 7782-42-5</li> </ul> | 20.7 | KG | FVRATE20 | 1
Chemistry | B8A66886 | Casein Powder 250g | <ul> <li>CAS Number: 9000-71-9</li> </ul> | 23.85 | MGV | FVRATE20 | 1
Chemistry | B8A66939 | Charcoal Powder (animal) 500g | <ul> <li>Molecular Weight: 12.01g/mol</li> <li>CAS Number: 8021-99-6</li> </ul> | 8.85 | MGX | FVRATE20 | 1
Chemistry | B8A66953 | Chlorine Water 0.1M 1L | <ul> <li>CAS Number: 7681-52-9</li> <li>Hazard: H314,H400,EUH031</li> <li>Precaution: P264,P280,P273,P305+P351+P338,P301+P330+P331,P310,P391</li> </ul> <p>Density 1.00gcm&sup3; approx.</p> <p>Liberates chlorine</p> | 22.15 | VLA | FVRATE20 | 1
Chemistry | B8A66977 | 1-Chlorobutane (n-Butyl chloride) 50ml | <ul> <li>Alternative name: n-Butyl Chloride</li> <li>Molecular Weight: 92.57g/mol</li> <li>CAS Number: 109-69-3</li> <li>Hazard: H225,H304,H412</li> <li>Precaution: P210,P273,P301+P310,P331+P403+P235</li> </ul> <p>MSDS is available to download from the Documents section.</p> | 10.15 | VMN | FVRATE20 | 1
Chemistry | B8A66989 | 2-Chlorobutane (sec-Butyl chloride)100ml | <ul> <li>Alternative name: sec-Butyl Chloride</li> <li>Molecular Weight: 92.57g/mol</li> <li>CAS Number: 78-86-4</li> <li>Hazard: H225</li> <li>Precaution: P210</li> </ul> | 21.3 | VMO | FVRATE20 | 1
Chemistry | B8A66990 | 2-Chloro-2-Methylpropane 100ml | <ul> <li>Alternative name: tert-Butyl Chloride</li> <li>Molecular Weight: 92.57g/mol</li> <li>CAS Number: 208-066-4</li> <li>Hazard: H225</li> <li>Precaution: P210</li> </ul> | 10.05 | VMO | FVRATE20 | 1
Chemistry | B8A67040 | Chromium(III) Chloride-6-Water 100g | <ul> <li>Alternative name: Chromic Chloride</li> <li>Molecular Weight: 266.45g/mol</li> <li>CAS Number: 10060-12-5</li> <li>Hazard: H302</li> <li>Precaution: P301+P312+P310</li> </ul> | 16.69 | EA | FVRATE20 | 1
Chemistry | B8A67076 | Chromium(III) Sulfate-12-Water 100g | <ul> <li>Molecular Weight: 392.18g/mol</li> <li>CAS Number:15244-38-9</li> <li>Hazard: H302,H312,H314,H332</li> <li>Precaution: P280,P305+P351+P338,P310</li> </ul> | 8.45 | EA | FVRATE20 | 1
Chemistry | B8A67088 | Cobalt(II) Chloride-6-Water 100g | <ul> <li>Alternative name: Cobaltous Chloride</li> <li>Molecular Weight: 237.93g/mol</li> <li>CAS Number: 7791-13-1</li> <li>Hazard: H350i,H302,H334,H317,H410,H360f, H341,H400</li> <li>Precaution: P201,P261,P273,P280,P301, P312, P330, P302, P352,P308, P313,P501</li> </ul> | 11.85 | EA | FVRATE20 | 1
Chemistry | B8A67099 | Cobalt(II) Chloride-6-Water 250g | <ul> <li>Alternative name: Cobaltous Chloride</li> <li>Molecular Weight: 237.93g/mol</li> <li>CAS Number: 7791-13-1</li> <li>Hazard: H350i,H302,H334,H317,H360f,H410, H341,H400</li> <li>Precaution: P201,P261,P273,P280,P301,P312, P330, P302, P352,P308+P313,P501</li> </ul> | 41.49 | MGV | FVRATE20 | 1
Chemistry | B8A67106 | Cobalt(II) Nitrate-6-Water 100g | <ul> <li>Alternative name: Cobaltous Nitrate</li> <li>Molecular Weight: 291.03g/mol</li> <li>CAS Number: 10026-22-9</li> <li>Hazard: H272,H302,H317,H351,H400</li> <li>Precaution: P220,P273,P280</li> </ul> | 11.5 | EA | FVRATE20 | 1
Chemistry | B8A67118 | Cobalt(II) Sulfate-7-Water 100g | <ul> <li>Alternative name: Cobaltous Sulphate</li> <li>Molecular Weight: 281.18g/mol</li> <li>CAS Number: 10026-24-1</li> <li>Hazard: H350,H341,H360F,H302,H334,H317,H410</li> <li>Precaution: P280,P301+P312,P302+P352,P304+P341,P308+P313,P321,P201,P261,P273</li> </ul> | 12.7 | EA | FVRATE20 | 1
Chemistry | B8A67131 | Copper Foil 250g | <ul> <li>Molecular Weight: 63.55g/mol</li> <li>CAS Number: 7440-50-8</li> <li>Hazard: H410</li> <li>Precaution: P373,P501</li> </ul> <p>Can be cut into strips to make Copper electrodes.</p> | 15.89 | MGV | FVRATE20 | 1
Chemistry | B8A67143 | Copper Millings 500g | <ul> <li>Molecular Weight: 63.55g/mol</li> <li>CAS Number: 7440-50-8</li> <li>Hazard: H413</li> </ul> | 24.95 | MGX | FVRATE20 | 1
Chemistry | B8A67167 | Copper Powder Fine 100g | <ul> <li>Molecular Weight: 63.55g/mol</li> <li>CAS Number: 7440-50-8</li> <li>Hazard: H228,H410</li> <li>Precaution: P210,P273,P501</li> </ul> | 8.69 | EA | FVRATE20 | 1
Chemistry | B8A67179 | Copper(II) Carbonate (Basic) HR 250g | <ul> <li>Alternative Name: Cupric Carbonate</li> <li>Molecular Weight: 231.9g/mol</li> <li>CAS Number: 12069-69-1</li> <li>Hazard: H302,H315,H319,H335</li> <li>Precaution: P261,P305+P351+P338</li> </ul> | 6.9 | MGV | FVRATE20 | 1
Chemistry | B8A67180 | Copper(II) Carbonate (Basic) HR 500g | <ul> <li>Alternative Name: Cupric Carbonate</li> <li>Molecular Weight: 231.9g/mol</li> <li>CAS Number: 12069-69-1</li> <li>Hazard: H302,H315,H319,H335</li> <li>Precaution: P261,P305+P351+P338</li> </ul> | 10.4 | MGX | FVRATE20 | 1
Chemistry | B8A67192 | Copper(II) Carbonate (Basic) HR 1kg | <ul> <li>Alternative Name: Cupric Carbonate</li> <li>Molecular Weight: 231.9g/mol</li> <li>CAS Number: 12069-69-1</li> <li>Hazard: H302,H315,H319,H335</li> <li>Precaution: P261,P305+P351+P338</li> </ul> | 18.7 | KG | FVRATE20 | 1
Chemistry | B8A67209 | Copper(I) Chloride (Cuprous chloride)50g | <ul> <li>Alternative Name: Cuprous chloride</li> <li>Molecular Weight: 99.00g/mol</li> <li>CAS Number: 7758-89-6</li> <li>Hazard: H302,H315,H318,H410</li> <li>Precaution: P273,P280,P305+P351+P338,P501</li> </ul> | 10.85 | MGP | FVRATE20 | 1
Chemistry | B8A67210 | Copper(II) Chloride-2-Water 250g | <ul> <li>Alternative Name: Cupric chloride</li> <li>Molecular Weight: 170.48g/mol</li> <li>CAS Number: 10125-13-0</li> <li>Hazard: H290,H302,H315,H318,H332,H400,H411</li> <li>Precaution: P273,P280,P305+P351+P338</li> </ul> | 7.55 | MGV | FVRATE20 | 1
Chemistry | B8A67246 | Copper(II) Nitrate-2-Water 500g | <ul> <li>Alternative Name: Cupric Nitrate</li> <li>Molecular Weight: 241.60g/mol</li> <li>CAS Number: 10031-43-3</li> <li>Hazard: H272,H302,H315,H318,H400</li> <li>Precaution: P210,P280,P301+P312,P302+P352,P305+P351+P338,P310,P220,P273</li> </ul> | 16.1 | MGX | FVRATE20 | 1
Chemistry | B8A67269 | Copper(II)Oxide(Black) (CupricOxide)250g | <ul> <li>Alternative Name: Cupric Oxide</li> <li>Molecular Weight: 79.55g/mol</li> <li>CAS Number: 1317-38-0</li> <li>Hazard: H302,H410</li> <li>Precaution: P273,P501</li> </ul> | 9.9 | MGV | FVRATE20 | 1
Chemistry | B8A67271 | Copper(II)Oxide(Black) (CupricOxide)500g | <ul> <li>Alternative Name: Cupric Oxide</li> <li>Molecular Weight: 79.55g/mol</li> <li>CAS Number: 1317-38-0</li> <li>Hazard: H302,H410</li> <li>Precaution: P273,P501</li> </ul> | 16.15 | MGX | FVRATE20 | 1
Chemistry | B8A67313 | Copper(II) Sulfate-5-Water HR 1Kg | <ul> <li>Molecular Weight: 249.68g/mol</li> <li>CAS Number: 7758-99-8</li> <li>Hazard: H302,H319,H315,H410</li> <li>Precaution: P273,P305+P351+P338,P501</li> </ul> | 9.15 | KG | FVRATE20 | 1
Chemistry | B8A67325 | Copper(II)Sulfate-5-Water 3kg | <ul> <li>Molecular Weight: 249.68g/mol</li> <li>CAS Number: 7758-99-8</li> <li>Hazard: H302,H319,H315,H410</li> <li>Precaution: P273,P305+P351+P338,P501</li> </ul> | 25.75 | MKE | FVRATE20 | 1
Chemistry | B8A67349 | Copper(II) Sulfate 0.5M 1L | <ul> <li>CAS Number: 7758-99-8</li> <li>Hazard: H315,H319,H400,H410</li> <li>Precaution: P264,P273,P280,P302+P352,P305+P351+P338</li> </ul> | 6.75 | VLA | FVRATE20 | 1
Chemistry | B8A67350 | Copper(II) Sulfate Anhydrous 250g | <ul> <li>Alternative name: Cupric Sulphate</li> <li>Molecular Weight: 159.61g/mol</li> <li>CAS Number: 7758-98-7</li> <li>Hazard: H302,H315,H319,H400,H410</li> <li>Precaution: P273,P305+P351+P338,P501</li> </ul> | 10.95 | MGV | FVRATE20 | 1
Chemistry | B8A67428 | Cyclohexane 500ml | <ul> <li>Molecular Weight: 84.16g/mol</li> <li>CAS Number: 110-82-7</li> <li>Hazard: H225,H304,H315,H336,H410</li> <li>Precaution: P210,P261,P273,P301+P310,P331,P501</li> </ul> | 8.15 | VMV | FVRATE20 | 1
Chemistry | B8A67439 | Cyclohexanol 250ml | <ul> <li>Molecular Weight: 100.16g/mol</li> <li>CAS Number: 108-93-0</li> <li>Hazard: H332,H302,H335,H315</li> <li>Precaution: P261</li> </ul> | 13.9 | VMT | FVRATE20 | 1
Chemistry | B8A67441 | Cyclohexanol 500ml | <ul> <li>Molecular Weight: 100.16g/mol</li> <li>CAS Number: 108-93-0</li> <li>Hazard: H332,H302,H335,H315</li> <li>Precaution: P261</li> </ul> | 19.95 | VMV | FVRATE20 | 1
Chemistry | B8A67453 | Cyclohexene 250ml | <ul> <li>Molecular Weight: 82.14g/mol</li> <li>CAS Number: 110-83-8</li> <li>Hazard: H225,H302,H304,H311</li> <li>Precaution: P210,P280,P301,P312,P331</li> </ul> | 14.25 | VMT | FVRATE20 | 1
Chemistry | B8A67477 | Decanedioyl Dichloride 5% Solution 100ml | <ul> <li>Alternative name: Sebacoyl Chloride 5% in Cyclohexane</li> <li>CAS Number: Sebacoyl Chloride: 111-19-3,Cyclohexane: 110-82-7</li> <li>Hazard: H225,H336,H400,H410</li> <li>Precaution: P280,P303+P361+P353,P304+P340,P305+P351+P338,P321,P370+P378</li> </ul> | 8.39 | VMO | FVRATE20 | 1
Chemistry | B8A67532 | 2 6-Dichlorophenolindophenol 1G (DCPIP) | <ul> <li>Alternative name: DCPIP</li> <li>Molecular Weight: 290.08g/mol</li> <li>CAS Number: 620-45-1</li> </ul> <p>MSDS is available to download from the Documents section.</p> | 5.3 | MGA | FVRATE20 | 1
Chemistry | B8A67556 | Di(Dodecanoyl)Peroxide 5x5g | <ul> <li>Alternative name: Lauroyl Peroxide</li> <li>Molecular Weight: 398.62g/mol</li> <li>CAS Number: 105-74-8</li> <li>Hazard: H242</li> <li>Precaution: P220,P280,P410,P411+P235,P501</li> </ul> | 15.19 | EA | FVRATE20 | 1
Chemistry | B8A67568 | (+)2 3-Dihydroxybutanedioic Acid 500g | <ul> <li>Alternative name: Tartaric Acid</li> <li>Molecular Weight: 150.09g/mol</li> <li>CAS Number: 87-69-4</li> <li>Hazard: H314,H318</li> <li>Precaution: P260,P280,P301+P330+P331,P303+P361+P353,P304+P340,P305+P351+P338</li> </ul> <p>MSDS is available to download from the Documents section.</p> | 18 | MGX | FVRATE20 | 1
Chemistry | B8A67635 | Dutch Metal Book | <ul> <li>Alternative name: Gold Leaf</li> <li>CAS Number: Mixture</li> </ul> <p>Suitable for use with Gold Leaf Electroscopes (B8H26679 or similar) </p> | 17.95 | EA | FVRATE20 | 1
Chemistry | B8A67647 | EDTA - Disodium Salt 250g | <ul> <li>Alternative Name: Ethylenediaminetetra-acetic acid disodium salt.</li> <li>Molecular Weight: 372.24g/mol</li> <li>CAS Number: 6381-92-6</li> <li>Hazard: H332,H373</li> <li>Precaution: P260</li> </ul> | 9.15 | MGV | FVRATE20 | 1
Chemistry | B8A67714 | Ethanedioic Acid-2-Water 250g | <ul> <li>Alternative name: Oxalic Acid</li> <li>Molecular Weight: 126.07g/mol</li> <li>CAS Number: 6487-48-5</li> <li>Hazard: H312,H302,H315,H319</li> <li>Precaution: P264,P270,P280,P301+P310,P330,P305+P351+P338,P302+P352,P337+P313</li> </ul> | 4.85 | MGV | FVRATE20 | 1
Chemistry | B8A67738 | Ethanol Absolute (Ethyl Alcohol) 100ml | <ul> <li>Duty Paid</li> <li>Alternative name: Ethyl Alcohol</li> <li>Molecular Weight: 46.07g/mol</li> <li>CAS Number: 64-17-5</li> <li>Hazard: H225</li> <li>Precaution: P210</li> </ul> | 12.55 | VMO | FVRATE20 | 1
Chemistry | B8A67749 | Ethanol Absolute (Ethyl Alcohol) 250ml | <ul> <li>Duty Paid</li> <li>Molecular Weight: 46.07g/mol</li> <li>CAS Number: 64-17-5</li> <li>Hazard: H225</li> <li>Precaution: P210</li> </ul> | 37.15 | VMT | FVRATE20 | 1
Chemistry | B8A67751 | Ethanol Rectified 500ml | <ul> <li>Duty Paid</li> <li>Alternative name: Ethyl Alcohol</li> <li>Molecular Weight: 46.07g/mol</li> <li>CAS Number: 64-17-5</li> <li>Hazard: H225</li> <li>Precaution: P210</li> </ul> | 3.65 | VMV | FVRATE20 | 1
Chemistry | B8A67787 | Ethoxyethane (Diethyl ether) 500ml | <ul> <li>Alterative name: Diethyl Ether</li> <li>Molecular Weight: 74.12g/mol</li> <li>CAS Number: 60-29-7</li> <li>Hazard: H224,H302,H336,EUH019,EUH066</li> <li>Precaution: P210,P261</li> </ul> <p>Price includes Chemical freight surcharge</p> <p>*International delivery is priced on application, please contact Customer Services for a quotation.&nbsp;</p> | 49.75 | VMV | FVRATE20 | 1
Chemistry | B8A67805 | Ethyl Acetate (Ethyl Ethanoate) 500ml | <ul> <li>Alternative name: Ethyl Ethanoate</li> <li>Molecular Weight: 88.11g/mol</li> <li>CAS Number: 141-78-6</li> <li>Hazard: H225,H319,H336,EUH066</li> <li>Precaution: P210,P261,P305+P351+P338</li> </ul> | 6.35 | VMV | FVRATE20 | 1
Chemistry | B8A67830 | Ethyl Benzoate 100ml | <ul> <li>Molecular Weight: 150.18g/mol</li> <li>CAS Number: 93-89-0</li> </ul> | 8.69 | VMO | FVRATE20 | 1
Chemistry | B8A67866 | Fehlings Solution No.1 1L | <ul> <li>CAS Number: mixture</li> <li>Hazard: H410</li> <li>Precaution: P273,P391,P501</li> </ul> | 8.19 | VLA | FVRATE20 | 1
Chemistry | B8A67889 | Fehlings Solution No.2 1L | <ul> <li>CAS Number: Mixture</li> <li>Hazard: H290,H314</li> <li>Precaution: P260,P280,P301+P330+331,P303+P361+P353,P304+P340,P305+P351+P338,P310</li> </ul> | 10.6 | VLA | FVRATE20 | 1
Chemistry | B8A67921 | Fluorescein 50g | <ul> <li>Molecular Weight: 376.27g/mol</li> <li>CAS Number: 2321-07-5</li> <li>Hazards: H319</li> <li>Precautions:P264, P280, P305, P351,P338, P337, P313</li> </ul> | 8.6 | MGP | FVRATE20 | 1
Chemistry | B8A67933 | Formic Acid 90% (Methanoic Acid) 500ml | <ul> <li>Alternative name: Methanoic Acid</li> <li>Molecular Weight: 46.03g/mol</li> <li>CAS Number: 64-18-6</li> <li>Hazard: H303,H314,H318,H331,EUH071</li> <li>Precaution: P280,P301+P330+P331,P303+P361+P353,P304+P340,P305+P351+P338,P310</li> </ul> | 8.85 | VMV | FVRATE20 | 1
Chemistry | B8A67970 | D(+) Galactose Anhydrous 25g | <ul> <li>Molecular Weight: 180.16g/mol</li> <li>CAS Number: 59-23-4</li> </ul> | 9.35 | MGM | FVRATE20 | 1
Chemistry | B8A67994 | D(+) Glucose Anhydrous 1kg | <ul> <li>Molecular Weight: 180.16g/mol</li> <li>CAS Number: 50-99-7</li> </ul> | 9.75 | KG | FVRATE20 | 1
Chemistry | B8A68007 | D(+)Glucose Monohydrate 1Kg | <ul> <li>Molecular Weight: 198.17g/mol</li> <li>CAS Number: 14431-43-7</li> </ul> | 10.05 | KG | FVRATE20 | 1
Chemistry | B8A68032 | Grams Iodine Solution 100ml | <ul> <li>CAS Number: Mixture - Iodine: 7553-56-2 , Potassium Iodide: 7681-11-9 , Water: 7732-18-5</li> <li>Hazard: H312, H332, H400, </li> </ul> | 4.75 | VMO | FVRATE20 | 1
Chemistry | B8A68044 | Grams Iodine Solution 250ml | <ul> <li>CAS Number: Mixture - Iodine: 7553-56-2 , Potassium Iodide: 7681-11-9 , Water: 7732-18-5</li> <li>Hazard: H312, H332, H400,</li> </ul> | 12.65 | VMT | FVRATE20 | 1
Chemistry | B8A68068 | Heptane 500ml | <ul> <li>Molecular Weight: 100.20g/mol</li> <li>CAS Number: 142-82-5</li> <li>Hazard: H225,H304,H336,H410</li> <li>Precaution: P210,P261,P273,P301+P310,P331,P501</li> </ul> | 9.75 | VMV | FVRATE20 | 1
Chemistry | B8A68079 | Heptan-1-ol (Heptyl Alcohol) 250ml | <ul> <li>Alternative Names: Heptanol, Heptyl Alcohol,&nbsp;</li> <li>Molecular Weight: 116.88g/mol</li> <li>CAS Number: 111-70-6</li> <li>Hazard: H319</li> <li>Precaution: P264,P280,P305+P351+P338,P337+P313,P501</li> </ul> | 20.7 | VMT | FVRATE20 | 1
Chemistry | B8A68109 | Hexane Fraction 500ml | <ul> <li>Molecular Weight: 86.18g/mol</li> <li>CAS Number: 110-54-3</li> <li>Hazard: H225,H361f,H304,H373,H315,H336,H411</li> <li>Precaution: P210,P261,P273,P281,P301+P310,P331</li> </ul> | 11.19 | VMV | FVRATE20 | 1
Chemistry | B8A68111 | Hexane-1 6-Diamine Powder 25g | <ul> <li>Alternative name: 1,6- Diaminohexane</li> <li>Molecular Weight: 116.21g/mol</li> <li>CAS Number: 124-09-4</li> <li>Hazard: H314,H302,H312,H335</li> <li>Precaution: P261,P280,P309,P310,P305+P351+P338</li> </ul> | 7.1 | MGM | FVRATE20 | 1
Chemistry | B8A68135 | Hexan-1-ol (Hexyl Alcohol) 500ml | <ul> <li>Alternative name: Hexyl Alcohol</li> <li>Molecular Weight: 102.18g/mol</li> <li>CAS Number: 111-27-3</li> <li>Hazard: H226,H302,H319,H312</li> <li>Precaution: P210,P241,P280,P301+P312,P303+P361+P353,P305+P351+P338</li> </ul> | 26.35 | VMV | FVRATE20 | 1
Chemistry | B8A68147 | Hydrochloric Acid 36% 1L | <p><strong>Please note this item is restricted and now requires authorisation to purchase. Please contact our customer service team by phone or e-mail, who will be able to assist you further.</strong></p> <ul> <li>Molecular Weight: 36.46g/mol</li> <li>CAS Number: 7647-01-0</li> <li>Hazard: H314,H335</li> <li>Precaution: P261,P280,P305+P351+P338 ,P310</li> </ul> | 7.75 | VLA | FVRATE20 | 1
Chemistry | B8A68196 | Hydrochloric Acid 5.0M 1 Litre | <p><strong>Please note this product is restricted and now requires authorisation to purchase. Please contact our customer service team by phone or e-mail who will be able to assist you further.</strong></p> <ul> <li>Molecular Weight: 36.46g/mol</li> <li>CAS Number: 7647-01-0</li> <li>Hazard: H290,H315,H319,H335</li> <li>Precaution: P261,P280,P234,P305+P351+P338,P310,P390,P406</li> </ul> | 9.55 | VLA | FVRATE20 | 1
Chemistry | B8A68202 | Hydrochloric Acid 4.0M 1 Litre | <p><strong>Please note this product is restricted and now requires authorisation to purchase. Please contact our customer service team by phone or e-mail who will be able to assist you further.</strong></p> <ul> <li>Molecular Weight: 36.46g/mol</li> <li>CAS Number: 7647-01-0</li> <li>Hazard: H290,H315,H335</li> <li>Precaution: P234,P261,P280,P305+P351+P338,P310,P390,P406</li> </ul> | 9.35 | VLA | FVRATE20 | 1
Chemistry | B8A68214 | Hydrochloric Acid 2.0M 1L | <ul> <li>Molecular Weight: 36.46g/mol</li> <li>CAS Number: 7647-01-0</li> <li>Hazard: H290,H315,H319,H401</li> <li>Precaution: P234,P261,P280,P305+P351+P338,P390,P310,P406</li> </ul> | 4.85 | VLA | FVRATE20 | 1
Chemistry | B8A68226 | Hydrochloric Acid 2.0M 2.5L | <ul> <li>Molecular Weight: 36.46g/mol</li> <li>CAS Number: 7647-01-0</li> <li>Hazard: H290,H315,H319,H335</li> <li>Precaution: P234,P261,P280,P305+P351+P338,P310,P390,P406</li> </ul> | 10.95 | VLE | FVRATE20 | 1
Chemistry | B8A68238 | Hydrochloric Acid 1.0M 1L | <ul> <li>Molecular Weight: 36.46g/mol</li> <li>CAS Number: 7647-01-0</li> <li>Hazard: H290,H315,H319,H335</li> <li>Precaution: P234,P261,P280,P305+P351+P338,P310,P390,P406</li> </ul> | 4.75 | VLA | FVRATE20 | 1
Chemistry | B8A68299 | Hydrogen Peroxide (20 vol) Tech 1L | <ul> <li>Molecular Weight: 34.01g/mol</li> <li>CAS Number: 7722-84-1</li> <li>Hazard: H315</li> <li>Precaution: P264,P280,P305+P351+P338,P337+P313</li> </ul> | 9.15 | VLA | FVRATE20 | 1
Chemistry | B8A68317 | 2-Hydroxybenzoic Acid 100g | <ul> <li>Alternative name: Salicylic Acid</li> <li>Molecular Weight: 138.12g/mol</li> <li>CAS Number: 69-72-7</li> <li>Hazard: H302,H318</li> <li>Precaution: P280,P305+P351+P338</li> </ul> | 5.3 | EA | FVRATE20 | 1
Chemistry | B8A68329 | 2-Hydroxybenzoic Acid 500g | <ul> <li>Alternative name: Salicylic Acid</li> <li>Molecular Weight: 138.12g/mol</li> <li>CAS Number: 69-72-7</li> <li>Hazard: H302,H318</li> <li>Precaution: P280,P305+P351+P338</li> </ul> | 23.05 | MGX | FVRATE20 | 1
Chemistry | B8A68366 | Indigo Carmine 5g | <ul> <li>Molecular Weight: 466.35g/mol</li> <li>CAS Number: 860-22-0</li> <li>Hazard: H302</li> <li>Precaution: P264,P270,P301+P312,P330,P501</li> </ul> | 6.2 | MGE | FVRATE20 | 1
Chemistry | B8A68389 | Iodine Solution 1% in PotassiumIodide 1L | <ul> <li>Alternative name: Lugol's Solution</li> <li>Molecular Weight: 253.81g/mol</li> <li>CAS Number: 7753-56-2</li> <li>Hazard: H332,H312,H400</li> <li>Precaution: P273,P280</li> </ul> | 15.8 | VLA | FVRATE20 | 1
Chemistry | B8A68391 | Iodine Solution1% in PotassiumIodide2.5L | <ul> <li>Alternative name: Lugol's Solution</li> <li>Molecular Weight: 253.81g/mol</li> <li>CAS Number: 7753-56-2</li> <li>Hazard: H332,H312,H400</li> <li>Precaution: P273,P280</li> </ul> | 18.95 | VLE | FVRATE20 | 1
Chemistry | B8A68421 | 1-Iodobutane (N-Butyl iodide) 25ml | <ul> <li>Alternative name: n-Butyl Iodide</li> <li>Molecular Weight: 184.02g/mol</li> <li>CAS Number: 542-69-8</li> <li>Hazard: H226,H331</li> <li>Precaution: P261,P311</li> </ul> <p>MSDS is available to download from the Documents section.</p> | 14.49 | VMK | FVRATE20 | 1
Chemistry | B8A68457 | Iron Filings Fine 500g | <ul> <li>Molecular Weight: 55.85g/mol</li> <li>CAS Number: 7439-89-6</li> </ul> | 3.75 | MGX | FVRATE20 | 1
Chemistry | B8A68469 | Iron Filings Fine 1Kg | <ul> <li>Molecular Weight: 55.85g/mol</li> <li>CAS Number: 7439-89-6</li> </ul> | 7.4 | KG | FVRATE20 | 1
Chemistry | B8A68470 | Iron Filings Coarse 500g | <ul> <li>Molecular Weight: 55.85g/mol</li> <li>CAS Number: 7739-89-6</li> </ul> | 3.5 | MGX | FVRATE20 | 1
Chemistry | B8A68500 | Iron(III) Chloride-6-Water 500g | <ul> <li>Alternative name: Ferric Chloride</li> <li>Molecular Weight: 270.30g/mol</li> <li>CAS Number: 10025-77-1</li> <li>Hazard: H290,H302,H315,H318</li> <li>Precaution: P280,P301+P312,P302+P352,P305+P351+P338,P310,P321</li> </ul> | 9.15 | MGX | FVRATE20 | 1
Chemistry | B8A68524 | Iron(III) Chloride Anhydrous 250g | <ul> <li>Alternative name: Ferric Chloride</li> <li>Molecular Weight: 162.21g/mol</li> <li>CAS Number: 7705-08-0</li> <li>Hazard: H302,H314</li> <li>Precaution: P280,P305+P351+P338,P310</li> </ul> | 10.35 | MGV | FVRATE20 | 1
Chemistry | B8A68536 | Iron(II III)Oxide 500g | <ul> <li>Alternative Description: Iron (II,III) oxide black</li> <li>Molecular Weight: 231.53g/mol</li> <li>CAS Number: 1317-61-9</li> <li>Hazard: H315,H319,H335</li> <li>Precaution: P261,P305+P351+P338,P302+P352,P321,P405,P501</li> </ul> | 8.15 | MGX | FVRATE20 | 1
Chemistry | B8A68548 | Iron(III) Nitrate-9-Water 100g | <ul> <li>Alternative name; Ferric Nitrate</li> <li>Molecular Weight: 404.0g/mol</li> <li>CAS Number: 7782-61-8</li> <li>Hazard: H272,H315,H319,H338</li> <li>Precaution: P220,P261,P280,P305+P351+P338</li> </ul> | 9.35 | EA | FVRATE20 | 1
Chemistry | B8A68561 | Iron(II) Sulfate-7-Water 250g | <ul> <li>Alternative name: Ferrous Sulphate</li> <li>Molecular Weight: 278.01g/mol</li> <li>CAS Number: 7782-63-0</li> <li>Hazard: H302</li> </ul> | 6.69 | MGV | FVRATE20 | 1
Chemistry | B8A68664 | Lead Foil 500g | <ul> <li>Molecular Weight: 207.2g/mol</li> <li>CAS Number: 7439-92-1</li> <li>Hazard: H302,H332,H360Df,H373,H410</li> <li>Precaution: P210,P273,P308+P313,P304+P340,P501</li> </ul> | 11.65 | MGX | FVRATE20 | 1
Chemistry | B8A68699 | Lead(II) Acetate-3-Water 500g | <ul> <li>Alternative name: Lead (II) Ethanoate</li> <li>Molecular Weight: 379.33g/mol</li> <li>CAS Number: 6080-56-4</li> <li>Hazard: H373,H410,H360Df</li> <li>Precaution: P201,P273,P308+P313,P309+P311,P501</li> </ul> | 26.5 | MGX | FVRATE20 | 1
Chemistry | B8A68743 | Lead(II) Nitrate 250g | <ul> <li>Molecular Weight: 331.21g/mol</li> <li>CAS Number: 10099-74-8</li> <li>Hazard: H272,H302,H332,H360Df,H373,H410</li> <li>Precaution:P201,P220,P273,P281,P308+P313</li> </ul> | 10.8 | MGV | FVRATE20 | 1
Chemistry | B8A68755 | Lead(II) Nitrate 500g | <ul> <li>Molecular Weight: 331.21g/mol</li> <li>CAS Number: 10099-74-8</li> <li>Hazard: H272,H302,H332,H360Df,H373,H410</li> <li>Precaution: P201,P220,P273,P281,P308+P313</li> </ul> | 20.7 | MGX | FVRATE20 | 1
Chemistry | B8A68779 | Lead(II) Oxide (Lead Monoxide) 500g | <ul> <li>Alternative Name: Lead Monoxide</li> <li>Molecular Weight: 223.2g/mol</li> <li>CAS Number: 1317-36-8</li> <li>Hazard: H302,H332,H360Df,H373,H410</li> <li>Precaution: P201,P220,P273,P281,P308+P313,P501</li> </ul> | 14.45 | MGX | FVRATE20 | 1
Chemistry | B8A68858 | Lithium Carbonate 100g | <ul> <li>Molecular Weight: 73.89g/mol</li> <li>CAS Number: 554-13-3</li> <li>Hazard: H302,H319,H332</li> <li>Precaution: P280,P301+P312,P305+P351+P338</li> </ul> | 12.1 | EA | FVRATE20 | 1
Chemistry | B8A68869 | Lithium Chloride Anhydrous 50g | <ul> <li>Molecular Weight: 42.39g/mol</li> <li>CAS Number: 7447-41-8</li> <li>Hazard: H302,H315,H319,H335</li> <li>Precaution: P261,P305+P351+P338</li> </ul> | 11.35 | MGP | FVRATE20 | 1
Chemistry | B8A68871 | Lithium Chloride Anhydrous 100g | <ul> <li>Molecular Weight: 42.39g/mol</li> <li>CAS Number: 7447-41-8</li> <li>Hazard: H302,H315,H319,H335</li> <li>Precaution: P261,P305+P351+P338</li> </ul> | 13.69 | EA | FVRATE20 | 1
Chemistry | B8A68901 | Litmus Solution 500ml | <ul> <li>Molecular Weight, Litmus: 3300g/mol</li> <li>CAS Number: Mixture Litmus: 1393-92-6,Ethanol: 64-17-5,Water: 452-67-5</li> </ul> | 5.75 | VMV | FVRATE20 | 1
Chemistry | B8A68925 | Luminol (3-Aminopthalhydrazide) 5g | <ul> <li>Alternative name: 3-Aminophthalhydrazide</li> <li>Molecular Weight: 177-16g/mol</li> <li>CAS Number: 521-31-3</li> <li>Hazard: H302,H315,H319,H335</li> <li>Precaution: P261,P280,P305+P351+P338</li> </ul> | 51.65 | MGE | FVRATE20 | 1
Chemistry | B8A68937 | Lycopodium Powder 25g | <ul> <li>CAS Number: 8023-70-9</li> <li>Hazard: H228</li> <li>Precaution: P210</li> </ul> | 14.89 | MGM | FVRATE20 | 1
Chemistry | B8A68950 | Magnesium Powder 100g | <ul> <li>Molecular Weight: 24.31g/mol</li> <li>CAS Number: 7439-95-4</li> <li>Hazard: H250,H260</li> <li>Precaution: P210,P222,P223,P231+P232,P280,P370+P378,P422</li> </ul> <p>Price includes Chemical freight surcharge</p> <p>*International delivery is priced on application, please contact Customer Services for a quotation.&nbsp;</p> | 39.9 | EA | FVRATE20 | 1
Chemistry | B8A68962 | Magnesium Ribbon 25g | <ul> <li>Molecular Weight: 24.31g/mol</li> <li>CAS Number: 7439-95-4</li> <li>Hazard: H250,H260</li> <li>Precaution: P210,P222,P223,P231+P232,P370+P378,P422</li> </ul> | 3.45 | MGM | FVRATE20 | 1
Chemistry | B8A68986 | Magnesium Carbonate (Basic) Heavy 500g | <ul> <li>Molecular Weight: 467.6g/mol</li> <li>CAS Number: 39409-82-0</li> </ul> | 15.05 | MGX | FVRATE20 | 1
Chemistry | B8A68998 | Magnesium Carbonate (Basic) Light 250g | <ul> <li>Molecular Weight: 467.6g/mol</li> <li>CAS Number: 39409-82-0</li> </ul> | 12.25 | MGV | FVRATE20 | 1
Chemistry | B8A69000 | Magnesium Chloride-6-Water HR 500g | <ul> <li>Molecular Weight: 203.30g/mol</li> <li>CAS Number: 7791-18-6</li> </ul> | 6.7 | MGX | FVRATE20 | 1
Chemistry | B8A69012 | Magnesium Hydroxide 100g | <ul> <li>Molecular Weight: 58.32g/mol</li> <li>CAS Number: 1309-42-8</li> <li>Hazard: H315,H319,H335</li> <li>Precaution: P261,P305+P351+P338</li> </ul> | 12.65 | EA | FVRATE20 | 1
Chemistry | B8A69024 | Magnesium Nitrate-6-Water 250g | <ul> <li>Molecular Weight: 256.41g/mol</li> <li>CAS Number: 13446-18-9</li> <li>Hazard: H272</li> <li>Precaution: P210,P220,P221,P370+P378,P501</li> </ul> | 7.65 | MGV | FVRATE20 | 1
Chemistry | B8A69059 | Magnesium Sulfate-7-Water HR 1kg | <ul> <li>Molecular Weight: 120.37g/mol</li> <li>CAS Number: 10034-99-8</li> </ul> | 5.15 | KG | FVRATE20 | 1
Chemistry | B8A69061 | Magnesium Sulfate Dried HR 500g | <ul> <li>Molecular Weight: 120.37g/mol</li> <li>CAS Number: 7487-88-9</li> </ul> | 10.35 | MGX | FVRATE20 | 1
Chemistry | B8A69085 | Maltose 25g | <ul> <li>Molecular Weight: 360.31g/mol</li> <li>CAS Number: 6363-53-7</li> </ul> | 4.95 | MGM | FVRATE20 | 1
Chemistry | B8A69127 | Manganese(IV) Oxide 250g | <ul> <li>Alternative Name: Manganese Dioxide</li> <li>Molecular Weight: 86.94g/mol</li> <li>CAS Number: 1313-13-9</li> <li>Hazard: H302,H332</li> </ul> <p>Powder form</p> | 9.1 | MGV | FVRATE20 | 1
Chemistry | B8A69140 | Manganese(II) Sulfate-1-Water 250g | <ul> <li>Alternative Name: Manganous Sulfate Monohydrate</li> <li>Molecular Weight: 169.02g/mol</li> <li>CAS Number: 10034-96-5</li> <li>Hazard: H318, H373, H411</li> <li>Precaution: P273</li> </ul> | 6.25 | MGV | FVRATE20 | 1
Chemistry | B8A69188 | Marble Chippings size 9-12mm 500g | <ul> <li>Molecular Weight: 100.09g/mol</li> <li>CAS Number: 471-34-1</li> <li>Hazard: H315,H318,H335</li> <li>Precaution: P261,P280,P305+P351+P338</li> </ul> | 4.25 | MGX | FVRATE20 | 1
Chemistry | B8A69199 | Marble Chippings 9-12mm 3Kg | <ul> <li>Molecular Weight:100.09g/mol</li> <li>CAS Number: 471-34-1</li> <li>Hazard: H315,H318,H335</li> <li>Precaution: P261,P280,P305+P351+P338</li> </ul> | 6.1 | MKE | FVRATE20 | 1
Chemistry | B8A69279 | Methanol (Methyl alcohol) 1L | <ul> <li>Alternative name: Methyl Alcohol</li> <li>Molecular Weight: 32.04g/mol</li> <li>CAS Number: 67-56-1</li> <li>Hazard: H225,H301,H311,H331,H370</li> <li>Precaution: P210,P260,P280,P301+P310,P307+P311</li> </ul> | 5.95 | VLA | FVRATE20 | 1
Chemistry | B8A69310 | Methyl Benzoate 100ml | <ul> <li>Molecular Weight: 136.15g/mol</li> <li>CAS Number: 93-58-3</li> <li>Hazard: H302</li> <li>Precaution: P264,P270,P301+P312,P330,P501</li> </ul> | 8.19 | VMO | FVRATE20 | 1
Chemistry | B8A69383 | Methylene Blue 1% Aqueous 250ml | <ul> <li>Molecular Weight: 319.85g/mol</li> <li>CAS Number: 61-73-4</li> <li>Hazard: H302,H315,H319,H335</li> <li>Precaution: P261,P305+P351+P338</li> </ul> | 9.95 | VMT | FVRATE20 | 1
Chemistry | B8A69401 | Methyl 2-Methylpropenoate 250ml | <ul> <li>Alternative name: Methyl Methacrylate</li> <li>Molecular Weight: 100.12g/mol</li> <li>CAS Number: 80-62-6</li> <li>Hazard: H225,H335,H315,H317</li> <li>Precaution: P210,P243,P280,P302+P352,P304+P341,P309+P311</li> </ul> | 19.39 | VMT | FVRATE20 | 1
Chemistry | B8A69474 | 2-Methylpropan-2-ol 500ml | <ul> <li>Alternative Name: tert-butyl alcohol</li> <li>Molecular Weight: 74.12g/mol</li> <li>CAS Number: 75-65-0</li> <li>Hazard: H225,H332,H319,H315</li> <li>Precaution: P210,P243,P280,P302+P352,P304+P340,P305+P351+P338,P309+P311</li> </ul> | 10.25 | VMV | FVRATE20 | 1
Chemistry | B8A69539 | Nickel Foil 100g | <ul> <li>Molecular Weight: 56.69g/mol</li> <li>CAS Number: 7440-02-0</li> <li>Hazard: H317,H351,H372</li> <li>Precaution: P280,P314</li> </ul> | 35.5 | EA | FVRATE20 | 1
Chemistry | B8A69565 | Nickel(II) Chloride-6-Water 250g | <ul> <li>Molecular Weight: 129.6g/mol</li> <li>CAS Number: 7718-54-9</li> <li>Hazard: H301,H315,H317,H331,H334,H341,H350i,H360,H372,H410</li> <li>Precaution: P201,P261,P273,P280,P301+P310,P311</li> </ul> | 29.2 | MGV | FVRATE20 | 1
Chemistry | B8A69590 | Nickel(II) Sulfate 250g | <ul> <li>Molecular Weight: 154.76g/mol</li> <li>CAS Number: 7786-81-4</li> <li>Hazard: H302,H317,H334,H341,H350,H410</li> <li>Precaution: P201,P261,P273,P280,P301+P313,P501</li> </ul> | 9.35 | MGV | FVRATE20 | 1
Chemistry | B8A69607 | Ninhydrin (Indanetrione Hydrate) 5g | <ul> <li>Alternative name: 2,2-Dihydroxy-1,3-Indanedione</li> <li>Molecular Weight: 178.14g/mol</li> <li>CAS Number: 485-47-2</li> <li>Hazard: H302,H315,H319,H335</li> <li>Precaution: P261,P305+P351+P338</li> </ul> | 11.19 | MGE | FVRATE20 | 1
Chemistry | B8A69709 | Octadecanoic Acid (Stearic Acid) 250g | <ul> <li>Alternative name: Stearic Acid</li> <li>Molecular Weight: 284.48g/mol</li> <li>CAS Number: 57-11-4</li> </ul> | 9.15 | MGV | FVRATE20 | 1
Chemistry | B8A69711 | Octane 100ml | <ul> <li>Molecular Weight: 114.23g/mol</li> <li>CAS Number: 111-65-9</li> <li>Hazard: H225,H394,H315,H336,H400,H401</li> <li>Precaution: P273,P210,P261,P241,P280,P301+P310,P302+P352,P303+P361+P353,P331</li> </ul> | 19.95 | VMO | FVRATE20 | 1
Chemistry | B8A69735 | Oil-Castor 500ml | <ul> <li>Molecular Weight: 933.40g/mol</li> <li>CAS Number: 8001-79-4</li> <li>Hazard:H319</li> <li>Precaution: P305+P351+P338</li> </ul> <p><strong><b>Please note that our Castor Oil is not to be considered as Food Grade Standard and is therefore not fit for human consumption.&nbsp; It is suitable for use in education.</b></strong></p> | 10.05 | VMV | FVRATE20 | 1
Chemistry | B8A69747 | Crude Oil(Artificial)based on CLEAPSS | <p>Crude Oil (Artificial) - based on CLEAPSS recipe</p> <ul> <li>Hazard: H350i, H304, H319</li> <li>Precaution: P281, P301+P310, P331, P305+P351+P338</li> </ul> | 15 | VMV | FVRATE20 | 1
Chemistry | B8A69759 | Oil-Immersion (Cedarwood) 50ml | <p>For use with immersion lenses on Microscopes. </p> <ul> <li>Hazard: h315,H319,H335,H410</li> <li>Precaution: P280,P302+P352,P304+P340,P305+P351+P338,P312,P321</li> </ul> | 9.85 | VMN | FVRATE20 | 1
Chemistry | B8A69772 | Paraffin Oil (Kerosene) 2.5L | <ul> <li>Alternative name: Kerosene</li> <li>CAS Number: 8012-95-1</li> <li>Hazard: H319</li> <li>Precaution: P305+P351+P338</li> </ul> | 17.65 | VLE | FVRATE20 | 1
Chemistry | B8A69796 | Opresol Preservative 2.5L | <ul> <li>Use in 3-1 dilution with water</li> <li>Odourless</li> <li>Low Toxicity</li> <li>Safer Alternative to Formaldehyde</li> <li>Hazard: H302,H319</li> <li>Precaution: P264,P270,P301+P312,P330,P501</li> </ul> | 41.8 | VLE | FVRATE20 | 1
Chemistry | B8A69802 | Opresol Preservative 5L | <ul> <li>Use in 3-1 dilution with water</li> <li>Odourless</li> <li>Low Toxicity</li> <li>Safer alternative to Formaldehyde</li> <li>Hazard: H302,H319</li> <li>Precaution: P264,P270,P301+P312,P330,P501</li> </ul> | 59.95 | VLG | FVRATE20 | 1
Chemistry | B8A69826 | Orcein Acetic Solution 100ml | <ul> <li>CAS Number: Acetic Acid: 64-19-7,Orcein: 1400-62-0</li> <li>Hazard: H226,H302,H314</li> <li>Precaution: P260,P280,P301+P330+P331,P303+P361+P353,P304+P340,P305+P351+P338</li> </ul> | 9.4 | VMO | FVRATE20 | 1
Biology | B8A69849 | Lacto Propionic Orcein Stain 100ml | <p>Lacto Propionic Orcein Stain, 100ml </p> <ul> <li>Hazard: H314, H318, H335</li> <li>Precaution: P260, P280, P301+330+331, P303+361+353, P304+340, P305+351+338</li> </ul> <p>Can be used as a refill for our Chromosome Staining Kit (B8R02756) </p> | 14.25 | VMO | FVRATE20 | 1
Chemistry | B8A69851 | Paraffin Liquid 2.5L | <ul> <li>Alternative name: Medicinal Paraffin</li> <li>CAS Number: 8042-47-5</li> </ul> | 21.3 | VLE | FVRATE20 | 1
Chemistry | B8A69875 | Pentan-1-ol (n-Amyl Alcohol) 250ml | <ul> <li>Alternative name: Pentyl Alcohol</li> <li>Molecular Weight: 88.15g/mol</li> <li>CAS Number: 71-41-0</li> <li>Hazard: H226,H315,H332,H335</li> <li>Precaution: P261</li> </ul> | 11.15 | VMT | FVRATE20 | 1
Chemistry | B8A69899 | Peptone 50G | <p>Peptones are proteins that have been partially broken down either by acid hydrolysis or by enzymes into short peptides and amino acids.</p> <p><strong>Please note that none of our enzymes are to be considered as Food Grade Standard and are not fit for human consumption.&nbsp; They are only suitable for use in education.</strong></p> <ul> <li>Pack Size: 50g</li> </ul> | 14.49 | MGP | FVRATE20 | 1
Chemistry | B8A69917 | Petroleum Ether 40-60C 500ml | <ul> <li>Molecular Weight: 85.17g/mol</li> <li>CAS Number: 64742-49-0</li> <li>Hazard: H225,H304,H315,H336,H361Df,H373,H411</li> <li>Precaution: P210,P331,P308+P313,P280,P261,P273,P303+P361+P353,P304+P340,P314,P301+P310</li> </ul> | 6.95 | VMV | FVRATE20 | 1
Chemistry | B8A69930 | Petroleum Ether 60-80C 500ml | <ul> <li>Molecular Weight: 86.178g/mol</li> <li>CAS Number: 101316-46-5</li> <li>Hazard: H225,H304,H315,H336,H361Df,H373,H411</li> <li>Precaution: P210,P331,P308+P313,P280,P261,P273,P303+P361+P353,P304+P340,P314,P301+P310</li> </ul> | 7.35 | VMV | FVRATE20 | 1
Chemistry | B8A69954 | Petroleum Ether 80-100C 500ml | <ul> <li>Molecular Weight: 86.178g/mol</li> <li>CAS Number: 8032-32-4</li> <li>Hazard: H225,H304,H315,H336,H361Df,H373,H411</li> <li>Precaution: P210,P331,P308+P313,P280,P261,P273,P303+P361+P353,P304+P340,P314,P301+P310</li> </ul> | 9.65 | VMV | FVRATE20 | 1
Chemistry | B8A69978 | Petroleum Ether 100-120C 500ml | <ul> <li>Molecular Weight: 85.178g/mol</li> <li>CAS Number: 8032-32-4</li> <li>Hazard: H225,H304,H315,H336,H361Df,H373,H411</li> <li>Precaution: P210,P331,P308+P313,P280,P261,P273,P303+P361+P353,P304+P340,P314,P301+P310</li> </ul> | 7.1 | VMV | FVRATE20 | 1
Chemistry | B8A70002 | Petroleum Jelly White 500g | <ul> <li>CAS Number: 8009-03-8</li> </ul> | 6.3 | MGX | FVRATE20 | 1
Chemistry | B8A70014 | Phenol crystals 250g | <ul> <li>Molecular Weight: 94.11g/mol</li> <li>CAS Number: 108-95-2</li> <li>Hazard: H301,H311,H314,H331,H341,H373</li> <li>Precaution: P261,P280,P301+P310,P305+P351+P338,P310</li> </ul> | 20.95 | MGV | FVRATE20 | 1
Chemistry | B8A70026 | Phenol-Fuchsin (Carbol Fuchsin) 100ml | <ul> <li>Alternative name: Carbol Fuchsin</li> <li>CAS Number: Mixture</li> <li>Hazard: H226,H314,H332,H312,H302,H341</li> <li>Precaution: P210,P243,P281,P301+P330+P331,P302+P355,P304+P340,P309+P311</li> </ul> | 10.65 | VMO | FVRATE20 | 1
Chemistry | B8A70099 | Phenylamine (Aniline) 250ml | <ul> <li>Alternative name: Aniline</li> <li>Molecular Weight: 93.13g/mol</li> <li>CAS Number: 62-53-3</li> <li>Hazard: H301+H311+H331,H317,H318,H341,H351,H372,H400,H410</li> <li>Precaution: P260,P280,P301+P310,P302+P350,P302+P352,P304+P340,P261,P273,P301+P330+P331</li> </ul> <p>Price includes Chemical freight surcharge</p> <p>*International delivery is priced on application, please contact Customer Services for a quotation.&nbsp;</p> | 50.95 | VMT | FVRATE20 | 1
Chemistry | B8A70129 | Phenylethene Monomer 500ml | <ul> <li>Alternative name: Styrene Monomer</li> <li>Molecular Weight: 104.15g/mol</li> <li>CAS Number: 100-42-5</li> <li>Hazard: H226,H325,H319,H332,H361Df,H372</li> <li>Precaution: P210,P241,P260,P280,P302+P352,P303+P361+P353,P201,P261,P304+P340,P308+P313</li> </ul> | 18.15 | VMV | FVRATE20 | 1
Chemistry | B8A70130 | Phenyl 2-Hydroxybenzoate 250g | <ul> <li>Alternative name: Phenyl Salicylate</li> <li>Molecular Weight: 214.22g/mol</li> <li>CAS Number: 118-55-8</li> <li>Hazard: H315,H319,H335</li> <li>Precaution: P261,P305+P351+P338</li> </ul> | 20.6 | MGV | FVRATE20 | 1
Chemistry | B8A70178 | Phosphoric Acid 85% 100ml | <p><strong>Please note this product is restricted and now requires authorisation to purchase. Please contact our customer service team by phone or e-mail who will be able to assist you further.</strong></p> <ul> <li>Alternative name: Orthophosphoric Acid</li> <li>Molecular Weight: 98.00g/mol</li> <li>CAS Number: 7664-38-2</li> <li>Hazard: H314</li> <li>Precaution: P260,P301+P330+P331,P303+P361+P353,P305+P351+P338,P405,P501</li> </ul> | 7.79 | VMO | FVRATE20 | 1
Chemistry | B8A70219 | Potassium Metal 10g | <ul> <li>Molecular Weight: 39.1g/mol</li> <li>CAS Number: 7440-09-7</li> <li>Hazard: H314,H260,EUH014</li> <li>Precaution: P223,P231+P232,P280,P305+P351+P338,P310,P370+P378</li> </ul> <p>Price includes Chemical freight surcharge</p> <p>*International delivery is priced on application, please contact Customer Services for a quotation.&nbsp;</p> | 56.8 | MGH | FVRATE20 | 1
Chemistry | B8A70221 | Potassium Metal 25g | <ul> <li>Molecular Weight: 39.10g/mol</li> <li>CAS Number: 7440-09-7</li> <li>Hazard: H314,H260,EUH014</li> <li>Precaution: P223,P231+P232,P280,P305+P351+P338,P310,P370+P378</li> </ul> <p>Price includes Chemical freight surcharge</p> <p>*International delivery is priced on application, please contact Customer Services for a quotation.&nbsp;</p> | 65.9 | MGM | FVRATE20 | 1
Chemistry | B8A70233 | Potassium Bromate(V)250g | <ul> <li>Molecular Weight: 167.00g/mol</li> <li>CAS Number: 7758-01-2</li> <li>Hazard: H271,H301,H350</li> <li>Precaution: P201,P301+P310,P308+P313</li> </ul> | 21.85 | MGV | FVRATE20 | 1
Chemistry | B8A70269 | Potassium Chlorate (V) 500g | <p><strong>Please note this product is restricted and now requires authorisation to purchase. Please contact our customer service team by phone or e-mail who will be able to assist you further.</strong></p> <ul> <li>Molecular Weight: 122.55g/mol</li> <li>CAS Number: 3811-04-9</li> <li>Hazard: H271,H302,H332,H411</li> <li>Precaution: P220,P273</li> </ul> | 38.4 | MGX | FVRATE20 | 1
Chemistry | B8A70282 | Potassium Chloride 1Kg | <ul> <li>Molecular Weight: 74.55g/mol</li> <li>CAS Number: 7447-40-7</li> </ul> | 11.9 | KG | FVRATE20 | 1
Chemistry | B8A70300 | Potassium Chromate (VI) HR 250g | <ul> <li>Molecular Weight: 194.19g/mol</li> <li>CAS Number: 7789-00-6</li> <li>Hazard: H319,H315,H317,H335,H340,H410,H350i</li> <li>Precaution: P201,P261,P273,P280,P305+P351+P338,P308+P313</li> </ul> | 35.4 | MGV | FVRATE20 | 1
Chemistry | B8A70312 | Potassium Dichromate (VI) 250g | <ul> <li>Molecular Weight: 294.18g/mol</li> <li>CAS Number: 7778-50-9</li> <li>Hazard: H372,H300,H314,H272,H301,H312,H317,H334,H340,H350,H410,H360Df</li> <li>Precaution: P201,P220,P260,P273,P280,P284</li> </ul> | 12.65 | MGV | FVRATE20 | 1
Chemistry | B8A70336 | Potassium Dihydrogenphosphate (V) 250g | <ul> <li>Molecular Weight: 136.09g/mol</li> <li>CAS Number: 7778-77-0</li> </ul> | 9.2 | MGV | FVRATE20 | 1
Chemistry | B8A70359 | Potassium Hexacyanoferrate(II)-3-Water | <ul> <li>Alternative name: Potassium Ferrocyanide</li> <li>Molecular Weight: 422.39g/mol</li> <li>CAS Number: 14459-95-1</li> <li>Hazard: H302,H315,H319,H335,H361,H411</li> <li>Precaution: P201,P202,P264,P270,P273,P280,P301+P312,P302+P352,P301+P351+P338,P332+P313,P405,P501</li> </ul> | 16.2 | MGV | FVRATE20 | 1
Chemistry | B8A70397 | Di-Potassium Hydrogen Phosphate(V) 250g | <ul> <li>Alternative name: Potassium Phosphate Dibasic</li> <li>Molecular Weight: 174.18g/mol</li> <li>CAS Number: 7758-11-4</li> </ul> | 9 | MGV | FVRATE20 | 1
Chemistry | B8A70452 | Potassium Iodate (V) 250g | <ul> <li>Molecular Weight: 214.00g/mol</li> <li>CAS Number: 7758-05-6</li> <li>Hazard: H272,H315,H319,H335</li> <li>Precaution: P220,P261,P305+P351+P338</li> </ul> | 37.39 | MGV | FVRATE20 | 1
Chemistry | B8A70464 | Potassium Iodide 100g | <ul> <li>Molecular Weight: 166.00g/mol</li> <li>CAS Number: 7681-11-0</li> </ul> | 10.1 | EA | FVRATE20 | 1
Chemistry | B8A70555 | Potassium Nitrate 1kg | <ul> <li>Molecular Weight: 101.103g/mol</li> <li>CAS Number: 7757-79-1</li> <li>Hazard: H272</li> <li>Precaution: P210</li> </ul> | 10.3 | KG | FVRATE20 | 1
Chemistry | B8A70567 | Potassium Persulfate 250g | <ul> <li>Molecular Weight: 270.32g/mol</li> <li>CAS Number: 7727-21-1</li> <li>Hazard: H319,H315,H272,H302,H317,H334,H335</li> <li>Precaution: P220,P261,P280,P305+P351+P338,P342+P311</li> </ul> | 16.3 | MGV | FVRATE20 | 1
Chemistry | B8A70592 | Potassium Thiocyanate 250g | <ul> <li>Molecular Weight: 97.18g/mol</li> <li>CAS Number: 333-20-0</li> <li>Hazard: H302,H312,H332,H412,EUH032</li> <li>Precaution: P264,P270,P301+P312,P330,P273,P280,P501</li> </ul> | 13.95 | MGV | FVRATE20 | 1
Chemistry | B8A70610 | Propanal (Propionaldehyde) 250ml | <ul> <li>Alternative name: Propionaldehyde</li> <li>Molecular Weight: 58.08g/mol</li> <li>CAS Number: 123-38-6</li> <li>Hazard: H225,H315,H318,H335,H302+H332</li> <li>Precaution: P210,P241,P280,P302+P352,P303+P361+P353,P304+P340,P261,P305+P351+P338</li> </ul> | 22.5 | VMT | FVRATE20 | 1
Chemistry | B8A70622 | Propanedioic Acid (Malonic Acid) 25g | <ul> <li>Alternative name: Malonic Acid</li> <li>Molecular Weight: 104.06g/mol</li> <li>CAS Number: 141-82-2</li> <li>Hazard: H302,H318</li> <li>Precaution: P280,P305+P351+P338</li> </ul> | 10.69 | MGM | FVRATE20 | 1
Chemistry | B8A70634 | Propanedioic Acid (Malonic Acid) 100g | <ul> <li>Alternative name: Malonic Acid</li> <li>Molecular Weight: 104.06g/mol</li> <li>CAS Number: 141-82-2</li> <li>Hazard: H302,H318</li> <li>Precaution: P280,P305+P351+P338</li> </ul> | 39.95 | EA | FVRATE20 | 1
Chemistry | B8A70669 | Propanoic Acid (Propionic Acid) 250ml | <ul> <li>Alternative name: Propionic Acid</li> <li>Molecular Weight: 74.08g/mol</li> <li>CAS Number: 79-09-4</li> <li>Hazard: H226,H314,H335</li> <li>Precaution: P260,P280,P301+P330+P331,P303+P361+P353,P304+P340,P305+P351+P338,P210,P403+P233</li> </ul> | 30.25 | VMT | FVRATE20 | 1
Chemistry | B8A70683 | Propan-1-ol (n-Propyl alcohol) 500ml | <ul> <li>Alternative name: n-Propyl Alcohol</li> <li>Molecular Weight: 60.10g/mol</li> <li>CAS Number: 71-23-8</li> <li>Hazard: H225,H318,H336</li> <li>Precaution: P210,P261,P280,P305+P351+P338</li> </ul> | 7.35 | VMV | FVRATE20 | 1
Chemistry | B8A70725 | Propanone HR (Acetone) 1L | <ul> <li>Alternative name: Acetone</li> <li>Molecular Weight: 58.08g/mol</li> <li>CAS Number: 67-64-1</li> <li>Hazard: H225,H319,H336,EUH066</li> <li>Precaution: P210,P261,P305+P351+P338</li> </ul> | 6.55 | VLA | FVRATE20 | 1
Chemistry | B8A70774 | Resazurin Tablets Pk25 | <ul> <li>Molecular Weight: 229.19g/mol</li> <li>CAS Number: 62758-13-8</li> <li>Hazard: H315,H319,H335</li> <li>Precaution: P261,P305+P351+P338</li> </ul> | 11 | P25 | FVRATE20 | 1
Chemistry | B8A70798 | Rock Salt (Sodium Chloride)1kg | <ul> <li>Alternative name: Sodium Chloride</li> <li>Molecular Weight: 58.44g/mol</li> <li>CAS Number: 7647-14-5</li> </ul> | 4.05 | KG | FVRATE20 | 1
Chemistry | B8A70804 | Rock Salt (Sodium Chloride) 10Kg | <ul> <li>Alternative name : Sodium Chloride</li> <li>Molecular Weight: 58.44g/mol</li> <li>CAS Number: 7647-14-5</li> </ul> <p>Larger quantities will carry an extra delivery charge</p> | 10.9 | MKJ | FVRATE20 | 1
Chemistry | B8A70828 | Safranin 1% Aqueous 100ml | <ul> <li>Molecular Weight: 350.85g/mol</li> <li>CAS Number: 477-73-6,Water: 7732-18-5</li> <li>Hazard: H318</li> <li>Precaution: P280,P305+P351+P338,P310</li> </ul> | 5.75 | VMO | FVRATE20 | 1
Chemistry | B8A70841 | Sand Fine White 5Kg | <ul> <li>Alternative name: Silicon Dioxide</li> <li>Molecular Weight: 60.08g/mol</li> <li>CAS Number: 14808-60-7</li> </ul> | 6.95 | PK | FVRATE20 | 1
Chemistry | B8A70907 | Silica Gel Without Indicator 500g | <ul> <li>Molecular Weight: 60.08g/mol</li> <li>CAS Number: 63231-67-4</li> </ul> | 9.9 | MGX | FVRATE20 | 1
Chemistry | B8A70968 | Silver Nitrate 25g | <ul> <li>Molecular Weight: 169.87g/mol</li> <li>CAS Number: 7761-88-8</li> <li>Hazard: H315,H319,H290,H400,H410</li> <li>Precaution: P280,P305+P351+P338,P302+P352,P321,P406,P501</li> </ul> | 41.1 | MGM | FVRATE20 | 1
Chemistry | B8A70979 | Silver Nitrate 50g | <ul> <li>Molecular Weight: 169.87g/mol</li> <li>CAS Number: 7761-88-8</li> <li>Hazard: H315,H319,H290,H400,H410</li> <li>Precaution: P280,P305+P351+P338,P302+P352,P321,P406,P501</li> </ul> | 78.55 | MGP | FVRATE20 | 1
Chemistry | B8A70981 | Silver Nitrate 100g | <ul> <li>Molecular Weight: 169.87g/mol</li> <li>CAS Number: 7761-88-8</li> <li>Hazard: H315,H319,H290,H400,H410</li> <li>Precaution: P280 P305+P351+P338,P302+P352,P321,P406,P501</li> </ul> | 144.95 | EA | FVRATE20 | 1
Chemistry | B8A71006 | Silver Nitrate 2% Solution 500ml | <ul> <li>Molecular Weight: 169.87g/mol</li> <li>CAS Number: 7761-88-8</li> <li>Hazard: H315,H319,H290,H400,H410</li> <li>Precaution: P280,P305+P351+P338,P302+P352,P321,P406,P501</li> </ul> | 19.1 | VMV | FVRATE20 | 1
Chemistry | B8A71029 | Silver Nitrate 0.1M solution 2.5L | <ul> <li>Molecular Weight: 169.87g/mol</li> <li>CAS Number: 7761-88-8</li> <li>Hazard: H315,H319,H290,H400,H410</li> <li>Precaution: P280,P305+P351+P338,P302+P352,P321,P406,P501</li> </ul> | 70.2 | VLE | FVRATE20 | 1
Chemistry | B8A71031 | Soap Solution - Clarkes 2.5L | <ul> <li>Hazard: H225,H371</li> <li>Precaution: P243,P264,P280,P303+P361+P353,P309+P311,P370+P378</li> </ul> <p>Price includes Chemical freight surcharge</p> <p>*International delivery is priced on application, please contact Customer Services for a quotation.&nbsp;</p> | 48.8 | VLE | FVRATE20 | 1
Chemistry | B8A71043 | Soap Solution - Wanklyns 2.5L | <ul> <li>Hazard: H225,H371</li> <li>Precaution: P243,P303+P361+P353,P309+P311,P370+P378</li> </ul> <p>Price includes Chemical freight surcharge</p> <p>*International delivery is priced on application, please contact Customer Services for a quotation.&nbsp;</p> | 45.7 | VLE | FVRATE20 | 1
Chemistry | B8A71067 | Soda Lime Granulated 500g | <ul> <li>Molecular Weight:96.07g/mol</li> <li>CAS Number:8006-28-8</li> <li>Hazard: H314</li> <li>Precaution: P280,P305+P351+P338,P310</li> </ul> | 9.15 | MGX | FVRATE20 | 1
Chemistry | B8A71079 | Soda Lime Indicarb 3-5mm 500g | <ul> <li>Molecular Weight: 96.07g/mol</li> <li>CAS Number:8006-28-8</li> <li>Hazard: H314</li> <li>Precaution: P280,P305+P351+P338,P310</li> </ul> | 10.2 | MGX | FVRATE20 | 1
Chemistry | B8A71092 | Sodium Metal (In Liquid Paraffin) 25g | <ul> <li>In Liquid Paraffin</li> <li>Molecular Weight: 22.92g/mol</li> <li>CAS Number: 7440-23-5</li> <li>Hazard: H260,H314,EUH014</li> <li>Precaution: P223,P231+P232,P280,P305+P351+P338,P370+P378,P422</li> </ul> <p>Price includes Chemical freight surcharge</p> <p>*International delivery is priced on application, please contact Customer Services for a quotation.&nbsp;</p> | 40.19 | MGM | FVRATE20 | 1
Chemistry | B8A71134 | Sodium Bromide 250g | <ul> <li>Molecular Weight: 102.89g/mol</li> <li>CAS Number: 7647-15-6</li> </ul> | 7.95 | MGV | FVRATE20 | 1
Chemistry | B8A71146 | Sodium Bromide 500g | <ul> <li>Molecular Weight: 102.89g/mol</li> <li>CAS Number: 7647-15-6</li> </ul> | 17.15 | MGX | FVRATE20 | 1
Chemistry | B8A71169 | Sodium Carbonate Anhydrous 1Kg | <ul> <li>Molecular Weight:105.99g/mol</li> <li>CAS Number: 497-19-8</li> <li>Hazard: H319</li> <li>Precaution: P305+P351+P338</li> </ul> | 7.25 | KG | FVRATE20 | 1
Chemistry | B8A71171 | Sodium Carbonate-10-Water 2Kg | <ul> <li>Molecular Weight: 286.14g/mol</li> <li>CAS Number: 6132-02-1</li> <li>Hazard:H319</li> <li>Precaution: P305+P351+P338</li> </ul> | 7.29 | MKC | FVRATE20 | 1
Chemistry | B8A71201 | Sodium Chloride HR 1Kg | <ul> <li>Molecular Weight: 58.44g/mol</li> <li>CAS Number: 7647-14-5</li> <li>Purity: 99%</li> </ul> | 4.3 | KG | FVRATE20 | 1
Chemistry | B8A71237 | Sodium Chloride 10Kg | <ul> <li>Molecular Weight: 58.44g/mol</li> <li>CAS Number: 7647-14-5</li> <li>Purity: 99%</li> </ul> | 16.4 | MKJ | FVRATE20 | 1
Chemistry | B8A71262 | Sodium Dihydrogenphosphate(V)-2-Water | <ul> <li>Molecular Weight: 156.01g/mol</li> <li>CAS Number: 13472-35-0</li> </ul> | 10.75 | MGV | FVRATE20 | 1
Chemistry | B8A71286 | Sodium Ethanedioate (Sodium Oxalate)250g | <ul> <li>Molecular Weight: 134.00g/mol</li> <li>CAS Number: 62-76-0</li> <li>Hazard: H312,H302</li> <li>Precaution: P264,P270,P,280,P301,P312,P330,P302,P352,P312,P362,P364</li> </ul> | 28.99 | MGV | FVRATE20 | 1
Chemistry | B8A71316 | Sodium Hydrogen Carbonate HR 1kg | <ul> <li>Alternative name: Sodium Bicarbonate</li> <li>Molecular Weight: 84.01g/mol</li> <li>CAS Number: 144-55-8</li> </ul> | 4.65 | KG | FVRATE20 | 1
Chemistry | B8A71365 | Sodium Hydroxide Pearl 96% Min 1kg | <ul> <li>Molecular Weight: 40.00g/mol</li> <li>CAS Number: 1310-73-2</li> <li>Hazard: H314</li> <li>Precaution: P280,P301+P330+P331,P303+P361+P353,P305+P351+P338,P310</li> </ul> | 5.6 | KG | FVRATE20 | 1
Chemistry | B8A71456 | Sodium-2-Hydroxybenzoate 250g | <ul> <li>Alternative name: Sodium Salicylate</li> <li>Molecular Weight: 160.11g/mol</li> <li>CAS Number: 54-21-7</li> <li>Hazard: H302,H319</li> <li>Precaution: P280,P301+P312,P305+P351+P338</li> </ul> | 14.95 | MGV | FVRATE20 | 1
Chemistry | B8A71479 | Sodium Hypochlorite Solution 1L | <ul> <li>Molecular Weight: 74.44g/mol</li> <li>CAS Number: 7681-52-9</li> <li>Hazard: H314,H400,EUH031</li> <li>Precaution: P280,P305+P351+P338,P310</li> </ul> | 7.85 | VLA | FVRATE20 | 1
Chemistry | B8A71493 | Sodium Iodide 100g | <ul> <li>Molecular Weight: 149.89g/mol</li> <li>CAS Number: 7681-82-5</li> <li>Hazard: H315,H319</li> <li>Precaution: P305+P351+P338</li> </ul> | 17.89 | EA | FVRATE20 | 1
Chemistry | B8A71523 | Sodium Nitrate 1Kg | <ul> <li>Molecular Weight: 84.99g/mol</li> <li>CAS Number: 7631-99-4</li> <li>Hazard: H272,H302,H319,H335</li> <li>Precaution: P220,P261,P305+P351+P338</li> </ul> | 8.7 | KG | FVRATE20 | 1
Chemistry | B8A71559 | Sodium Persulfate 250g | <ul> <li>Molecular Weight: 238.10g/mol</li> <li>CAS Number: 7775-27-1</li> <li>Hazard: H272,H315,H317,H319,H334,H335</li> <li>Precaution: P210,P280,P302+P352,P304+P340,P304+P341,P305+P351+P338</li> </ul> | 7.55 | MGV | FVRATE20 | 1
Chemistry | B8A71572 | Sodium Silicate Tech(Water glass) 2.5L | <p>Sodium Silicate Solution (Water Glass)</p> <ul> <li>CAS No: 1344-09-8 (plus water 7732-18-5)</li> <li>EEC No: 215-687-4&nbsp; (plus water 231-791-2)</li> <li>Hazard: H315, H318, H335</li> <li>Precaution: P280, P302, P352, P305, P351, P338,</li> </ul> | 12.25 | VLE | FVRATE20 | 1
Chemistry | B8A71614 | Sodium Sulfate Anhydrous 1Kg | <ul> <li>Molecular Weight: 142.04g/mol</li> <li>CAS Number: 7757-82-6</li> </ul> | 7.55 | KG | FVRATE20 | 1
Chemistry | B8A71638 | Sodium Tauroglycocholate 25g | <ul> <li>Alternative name: Bile Salts</li> <li>Molecular Weight: 594.70g/mol</li> <li>CAS Number: 11006-55-6</li> </ul> | 11.5 | MGM | FVRATE20 | 1
Chemistry | B8A71651 | Disodium Tetraborate(III)-10-Water 1kg | <ul> <li>Alternative name: Borax, Sodium Borate</li> <li>Molecular Weight: 381.37g/mol</li> <li>CAS Number: 1303-96-4</li> <li>Hazard: H319, H360FD</li> <li>Precaution: P201,P202,P280,P308+P313,P337+P313,P501</li> </ul> | 6.45 | KG | FVRATE20 | 1
Chemistry | B8A71675 | Sodium Thiosulfate-5-Water 1Kg | <ul> <li>Molecular Weight: 248.18g/mol</li> <li>CAS Number: 10102-17-7</li> </ul> | 6.2 | KG | FVRATE20 | 1
Chemistry | B8A71699 | Sodium Thiosulfate Commercial 3kg | <ul> <li>Molecular Weight: 248.18g/mol</li> <li>CAS Number: 10102-17-7</li> </ul> | 29.65 | MKE | FVRATE20 | 1
Chemistry | B8A71705 | Sodium Thiosulfate 0.1M 2.5L | <ul> <li>Molecular Weight: 248.17g/mol</li> <li>CAS Number: 7772-98-7</li> </ul> | 9.05 | VLE | FVRATE20 | 1
Chemistry | B8A71729 | L(-) Sorbose 25g | <ul> <li>Alternative name: Sorbinose</li> <li>Molecular Weight: 180.16g/mol</li> <li>CAS Number: 87-79-6</li> </ul> | 49.95 | MGM | FVRATE20 | 1
Chemistry | B8A71754 | Starch (Soluble) 500g | <ul> <li>Molecular Weight: 342.30g/mol</li> <li>CAS Number: 9005-25-8</li> </ul> | 5.75 | MGX | FVRATE20 | 1
Chemistry | B8A71766 | Starch 2% w/v 1L | <ul> <li>CAS Number: 9005-84-9</li> </ul> | 5.85 | VLA | FVRATE20 | 1
Chemistry | B8A71778 | Steel Wool 454g | <p>Steel Wool - 454g </p> <ul> <li>Contains : Iron, Carbon and Manganese</li> <li>CAS Number: N/A</li> </ul> | 10.35 | PK | FVRATE20 | 1
Chemistry | B8A71791 | Strontium Nitrate Anhydrous 250g | <ul> <li>Molecular Weight: 211.63g/mol</li> <li>CAS Number: 10042-76-9</li> <li>Hazard: H272,H302,H315,H319,H335</li> <li>Precaution: P220,P261,P305+P351+P338</li> </ul> | 14.45 | MGV | FVRATE20 | 1
Chemistry | B8A71808 | Sucrose 1Kg | <ul> <li>Molecular Weight: 342.30g/mol</li> <li>CAS Number: 57-50-1</li> </ul> | 7.2 | KG | FVRATE20 | 1
Chemistry | B8A71821 | Sudan III 10g | <ul> <li>Molecular Weight: 352.39g/mol</li> <li>CAS Number: 85-86-9</li> <li>Hazard: H315,H319,H335,H341</li> <li>Precaution: P280,P302+P352,P304+P341,P305+P351+P338,P308+P313,P321,P261,P281,P405</li> </ul> | 6.1 | MGH | FVRATE20 | 1
Chemistry | B8A71833 | Sudan III 3.6% in Alcohol 100ml | <ul> <li>CAS Number, Sudan lll: 85-86-9</li> <li>Hazard: H225,H302,H371</li> <li>Precaution: P210,P280,P260,P301+P312</li> </ul> | 4.75 | VMO | FVRATE20 | 1
Chemistry | B8A71857 | Sulfur Flowers 250g | <ul> <li>Molecular Weight: 32.06g/mol</li> <li>CAS Number: 7704-34-9</li> <li>Hazard: H315,H228</li> <li>Precaution: P210,P264,P280</li> </ul> | 6.15 | MGV | FVRATE20 | 1
Chemistry | B8A71900 | Sulfuric Acid 1L | <p><strong>Please note this product is restricted and now requires authorisation to purchase. Please contact our customer service team by phone or e-mail who can assist you further.</strong></p> <ul> <li>Molecular Weight: 98.08g/mol</li> <li>CAS Number: 7664-93-9</li> <li>Hazard: H315,H319</li> <li>Precaution: P280,P305+P351+P338,P310,P264,P302+P352,P321,P332+P313</li> </ul> | 7.15 | VLA | FVRATE20 | 1
Chemistry | B8A71936 | Sulfuric Acid 4.0M 1L | <ul> <li>Molecular Weight: 98.08g/mol</li> <li>CAS Number: 7664-93-9</li> <li>Hazard: H315,H319</li> <li>Precaution: P280,P305+P351+P338,P310,P264,P302+P352,P321,P332+P313</li> </ul> | 7 | VLA | FVRATE20 | 1
Chemistry | B8A71948 | Sulfuric Acid 2.0M 1L | <ul> <li>Molecular Weight: 98.08g/mol</li> <li>CAS Number: 7664-93-9</li> <li>Hazard: H315,H319</li> <li>Precaution: P280,P305+P351+P338,P310,P264,P302+P352,P321,P332+P313</li> </ul> | 5.5 | VLA | FVRATE20 | 1
Chemistry | B8A71961 | Sulfuric Acid 0.5M 2.5L | <ul> <li>Molecular Weight: 98.08g/mol</li> <li>CAS Number: 7664-93-9</li> <li>Hazard: H315,H319</li> <li>Precaution: P264,P280,P302+P352,P305+P351+P338,P321,P332+P313</li> </ul> | 15.49 | VLE | FVRATE20 | 1
Chemistry | B8A72011 | Tin Granulated 100g | <ul> <li>Molecular Weight: 118.69g/mol</li> <li>CAS Number: 7440-31-5</li> </ul> | 22.65 | EA | FVRATE20 | 1
Chemistry | B8A72023 | Tin Granulated 250g | <ul> <li>Molecular Weight: 118.69g/mol</li> <li>CAS Number: 7440-31-5</li> </ul> | 70.1 | MGV | FVRATE20 | 1
Chemistry | B8A72035 | Tin Powder 100g | <ul> <li>Molecular Weight: 118.69g/mol</li> <li>CAS Number: 7440-31-5</li> </ul> | 34.39 | EA | FVRATE20 | 1
Chemistry | B8A72047 | Tin(II) chloride-2-water 100g | <ul> <li>Alternative name: Stannous Chloride</li> <li>Molecular Weight: 225.63g/mol</li> <li>CAS Number: 10025-69-1</li> <li>Hazard: H302,H314,H317,H332,H373</li> <li>Precaution: P260,P273,P280,P303+P361+P353,P304+P340+P310,P305+P331+P338</li> </ul> | 14.3 | EA | FVRATE20 | 1
Chemistry | B8A72084 | Toluidine Blue 5g | <ul> <li>Molecular weight: 305.80g/mol</li> <li>CAS Number: 92-31-9</li> </ul> | 16.69 | MGE | FVRATE20 | 1
Chemistry | B8A72138 | 2 3 5-Triphenyltetrazolium Chloride 5g | <ul> <li>Molecular Weight: 334.80g/mol</li> <li>CAS Number: 298-96-4</li> <li>Hazard: H315,H319,H335</li> <li>Precaution: P280,P302+P352,P304+P340,P305+P351+P338,P309+P311</li> </ul> <p>MSDS is available to download from the Documents Section.</p> | 22.8 | MGE | FVRATE20 | 1
Chemistry | B8A72151 | Universal Indicator pH4-11 500ml | <ul> <li>CAS Number: Mixture</li> <li>Hazard: H225,H371</li> <li>Precaution: P210,P260,P280</li> </ul> | 6.1 | VMV | FVRATE20 | 1
Chemistry | B8A72163 | Universal Indicator pH4-11 1L | <ul> <li>CAS Number: Mixture</li> <li>Hazard: H225,H371</li> <li>Precaution: P210,P260,P280</li> </ul> | 7.65 | VLA | FVRATE20 | 1
Chemistry | B8A72266 | Water Deionised 2.5L | <ul> <li>Molecular Weight: 18.02g/mol</li> <li>CAS Number: 7732-18-5</li> </ul> | 3.7 | VLE | FVRATE20 | 1
Chemistry | B8A72319 | Wax White Paraffin 500g | <ul> <li>CAS Number: 8002-74-2</li> <li>Hazard: H319</li> <li>Precaution: P305+P351+P338</li> </ul> | 19.4 | MGX | FVRATE20 | 1
Chemistry | B8A72333 | White Spirit 1L | <ul> <li>CAS Number: 64742-48-9</li> <li>Hazard: H226,H302,H304,H312,H315,H319,H332,H334,H411</li> <li>Precaution: P261,P273,P280,P301+P310,P305+P351+P338,P331</li> </ul> | 5.3 | VLA | FVRATE20 | 1
Chemistry | B8A72357 | Zinc Foil 250g | <ul> <li>Molecular Weight: 65.39g/mol</li> <li>CAS Number: 7440-66-6</li> </ul> | 12.65 | MGV | FVRATE20 | 1
Chemistry | B8A72369 | Zinc Granulated 250g | <ul> <li>Molecular Weight: 65.39g/mol</li> <li>CAS Number: 7440-66-6</li> </ul> | 17.95 | MGV | FVRATE20 | 1
Chemistry | B8A72382 | Zinc Granulated Technical 1kg | <ul> <li>Molecular Weight: 65.39g/mol</li> <li>CAS Number: 7440-66-6</li> </ul> | 30.5 | KG | FVRATE20 | 1
Chemistry | B8A72400 | Zinc Powder 500g | <ul> <li>Molecular Weight: 65.39g/mol</li> <li>CAS Number: 7440-66-5</li> <li>Hazard: H250,H260,H410</li> <li>Precaution: P222,P223,P231+P232,P273,P370+P378,P422</li> </ul> <p>Price includes Chemical freight surcharge</p> <p>*International delivery is priced on application, please contact Customer Services for a quotation.&nbsp;</p> | 53.7 | MGX | FVRATE20 | 1
Chemistry | B8A72436 | Zinc Chloride Granular 500g | <ul> <li>Molecular Weight: 136.30g/mol</li> <li>CAS Number: 7646-85-7</li> <li>Hazard: H302,H314,H410</li> <li>Precaution: P273,P280,P304+P340,P305+P351+P338,P310,P405,P501</li> </ul> | 11.65 | MGX | FVRATE20 | 1
Chemistry | B8A72448 | Zinc Nitrate-6-Water 250g | <ul> <li>Molecular Weight: 297.49g/mol</li> <li>CAS Number: 10196-18-6</li> <li>Hazard: H272,H302,H315,H319,H335</li> <li>Precaution: P220,P261,P305+P351+P338,</li> </ul> | 9.45 | MGV | FVRATE20 | 1
Chemistry | B8A72461 | Zinc Oxide 500g | <ul> <li>Molecular Weight: 81.39g/mol</li> <li>CAS Number: 1314-13-2</li> <li>Hazard: H410</li> <li>Precaution: P273,P501</li> </ul> | 8.85 | MGX | FVRATE20 | 1
Environmental Science | B8A72564 | Magnifier With Handle 120mm Long | <p>Magnifier with biconvex lens, 2X magnification, mounted in a black plastic handle.</p> <ul> <li>Lens diameter: 48mm</li> <li>Magnification: 2X</li> <li>Overall length: 120mm</li> </ul> | 3.95 | EA | FVRATE20 | 1
Environmental Science | B8A72588 | Magnifier With Handle 195mm Long | <p>A magnifier with glass biconvex lens, 2X magnification, mounted in a black plastic handle.</p> <ul> <li>Lens Diameter: 85mm</li> <li>Magnification: 2X</li> <li>Overall length: 195mm</li> </ul> | 7.59 | EA | FVRATE20 | 1
Lab Equipment | B8A73088 | Slotted Masses 1kg | <p>1 set of 1kg of zinc plated steel slotted masses with a hanger.</p> <ul> <li>Set consists of nine slotted masses of 100g, plus 1 x 100g hanger</li> <li>Tolerance &plusmn; 5%.</li> <li>Mass Dimensions: (D)60mm x (H)5mm</li> <li>Hanger Height: 126mm</li> </ul> | 12.19 | PK | FVRATE20 | 1
Lab Equipment | B8A73118 | Precision 100g Sets Brass Nickel Plated | <p>A set of Precision masses made from brass and Nickel Plated.&nbsp; All components have a +/- tolerance of 1%.&nbsp;</p> <p>Set of 100g consisting of:</p> <ul> <li>1 x 20g mass hanger</li> <li>3 x 20g masses</li> <li>1 x 10g mass</li> <li>2 x 5g mass.</li> </ul> | 9.35 | PK | FVRATE20 | 1
Lab Equipment | B8A73129 | Slotted Masses 250g | <p>Set of 12 brass nickel plated slotted masses with hanger</p> <ul> <li>50g hanger,</li> <li>Nine masses of 20g, one of 10g and two of 5g.</li> <li>Mass Diameter: 32mm</li> </ul> | 20.35 | PK | FVRATE20 | 1
Lab Equipment | B8A73131 | Slotted Masses 500g | <p>A set of nine slotted masses of 50g plus 50g hanger. Made of brass and nickel plated.</p> <ul> <li>1% tolerance.</li> <li>Polished finish.</li> <li>Mass Diameter: 32mm</li> </ul> | 18.95 | PK | FVRATE20 | 1
Glassware, Plastics & Ceramics | B8A73283 | Measuring Cylinder Glass 5ml | <p>Simax® glass measuring cylinders with graduations and inscriptions in permanent amber stain, screen printed. Borosilicate glass which offers good chemical resistance. </p> <ul> <li>Volume: 5ml</li> <li>Height: 115mm</li> <li>Pack Size: Each</li> </ul> | 5.19 | EA | FVRATE20 | 1
Glassware, Plastics & Ceramics | B8A73325 | Measuring Cylinder Glass 100ml | <p>Simax® glass measuring cylinders with graduations and inscriptions in permanent amber stain, screen printed. Borosilicate glass which offers good chemical resistance. </p> <ul> <li>Volume: 100ml</li> <li>Height: 240mm</li> <li>Pack Size: Each</li> </ul> | 6.49 | EA | FVRATE20 | 1
Glassware, Plastics & Ceramics | B8A73337 | Measuring Cylinder Glass 250ml | <p>Simax&reg; glass measuring cylinders with graduations and inscriptions in permanent amber stain, screen printed. Borosilicate glass which offers good chemical resistance.</p> <ul> <li>Volume: 250ml</li> <li>Height: 320mm</li> <li>Pack Size: Each</li> </ul> | 8.95 | EA | FVRATE20 | 1
Mathematics | B8A73830 | Rule Hardwood 1 Metre One Edge Only cm | <p>Wooden ruler, length 1m. One edge only divided into centimetres and millimetres, figured every centimetre.</p> | 4.99 | EA | FVRATE20 | 1
Mathematics | B8A73842 | 1M Wood Rule - Marked cm And mm | <p>Wooden ruler, length 1m. Good quality hardwood. Both edges divided into centimetres and millimetres, figured every centimetre.</p> <p>The scales on the 2 edges read in opposite directions.&nbsp;</p> | 4.59 | EA | FVRATE20 | 1
Lab Equipment | B8A74068 | Wind Out Tape Measure 20m | <p>PVC coated fibreglass tape measure, extremely resistant to stretching. The scale is graduated on one side every 10mm and figured every tenth of a metre with metre figures in red. In an ABS plastic case with rewind handle.</p> <ul> <li>Length: 20M</li> <li>Width: 13mm</li> </ul> | 11.39 | EA | FVRATE20 | 1
Lab Equipment | B8A74196 | Sliding Vernier Callipers | <p>IME type, improved design, the calliper is made of plated steel with dual scale 0-15 cm x 0.1 mm and 6 x 1/128', provided with thumb movement for easy motion of jaws, supplied in a box.</p> | 9.75 | EA | FVRATE20 | 1
Biology | B8A75401 | Graduated Mechanical Stage | <p>Replacement graduated mechanical stage for non-digital advanced Optika microscopes. Constructed for right hand access to both adjusting knobs and is calibrated in 1mm increments. Accommodates all slide sizes.</p> <ul> <li>Range of operation 30 x 55mm</li> <li>Vernier scale reads 0.1mm</li> </ul> <p>The graduated mechanical stage is compatible with the following microscopes:</p> <ul> <li>M100FLED</li> <li>M100FX</li> <li>Selected other current Philip Harris/Optika models - please contact techsupport@philipharris.co.uk for model details</li> </ul> <p>(Not suitable for our range of digital microscopes).</p> | 40.15 | EA | FVRATE20 | 1
Biology | B8A75504 | Microscope Dust Cover | <p>This microscope dust cover has been designed to fit Philip Harris and Optika microscopes. Encouraging students to cover their microscopes after use ensures that they are looked after &amp; are protected from dust particles and other contaminates which will improve their longevity.</p> <ul> <li>Dimensions: 490mm x 490mm</li> </ul> | 5.79 | EA | FVRATE20 | 1
Biology | B8A76119 | S8 Stage Micrometer O-1mm.X 0.01mm Slide | <p>Whenever measurements are taken with an eyepiece graticule, a Stage Micrometer is required for calibrating the microscope eyepiece graticule. Comprises of a glass scale set in a matt black finish aluminium slide. Supplied in a clear plastic case.</p> <ul> <li>Dimensions: 76 x 25mm</li> <li>Micrometer scale: 0-1mm x 0.01mm</li> </ul> | 184.95 | EA | FVRATE20 | 1
Biology | B8A76259 | Microscope Slides 90 Edge Plain 76x26mm | <p>General use glass microscope slides which are pre-washed and have 90° ground edges. </p> <ul> <li>Thickness - 0.9 - 1.1mm</li> <li>Size: 76 x 26mm</li> <li>Plain</li> <li>2 x boxes of 50 slides</li> </ul> | 6.49 | PHA | FVRATE20 | 1
Biology | B8A76260 | Microscope Slides 45 Edge Plain 76x26mm | <p>General use glass microscope slides which are pre-washed and have 45&deg; ground edges.</p> <ul> <li>Size: 76 x 26mm</li> <li>Thickness: 1.0 - 1.2mm</li> <li>Plain</li> <li>2 x packs of 50 Slides</li> </ul> | 6.89 | PHA | FVRATE20 | 1
Biology | B8A76302 | Cover Glasses Circular 22mm Diam | <p>Circular glass cover slips measuring 22mm in diameter (0.16 - 0.19mm thickness).</p> <p>Allows the user to cover their microscope samples, which can also protect the objective lens of the microscope against any unwanted transfer from the sample being observed. Students should be warned of their delicate nature.</p> <ul> <li>Box of 100 cover glasses</li> <li>Circular: 22mm diameter</li> <li>Thickness: 0.16mm - 0.19mm</li> </ul> | 2.75 | PHA | FVRATE20 | 1
Biology | B8A76314 | Cover Glasses Square 18x18mm | <p>Square glass cover slips measuring 18mm x 18mm (0.16 - 0.19mm thickness).</p> <p>Allows the user to cover their microscope samples, which can also protect the objective lens of the microscope against any unwanted transfer from the sample being observed. Students should be warned of their delicate nature.</p> <ul> <li>Box of 100 cover glasses</li> <li>Square: 18mm x 18mm</li> <li>Thickness: 0.16mm - 0.19mm</li> </ul> | 1.29 | PHA | FVRATE20 | 1
Biology | B8A76326 | Cover Glasses Square 22x22mm | <p>Square glass cover slips measuring 22mm x 22mm (0.16 - 0.19mm thickness).</p> <p>Allows the user to cover their microscope samples, which can also protect the objective lens of the microscope against any unwanted transfer from the sample being observed. Students should be warned of their delicate nature.</p> <ul> <li>Box of 100 cover glasses</li> <li>Square: 22mm x 22mm</li> <li>Thickness: 0.16mm - 0.19mm</li> </ul> | 1.49 | PHA | FVRATE20 | 1
Biology | B8A76478 | Haemacytometer Improved Neubauer Pattern | <p>This high quality improved Neubauer Pattern Haemocytometer consists of a moulded piece of thermal & shock resistant glass. It is used for estimating the number of particles in a suspension. The slide is designed for routine counts of red cells and white cells in blood, but can also be used for counting bacteria or yeast cells. The cell has two counting grids, separated by a central trough and divided into 400 squares 0.05 x 0.05mm. With the special coverslip in place, a volume of 2.5 x 10-4mm³ overlies each square. This enables numbers of cells per unit volume to be determined. Supplied complete with two special coverslips and 2 dilution pipettes. </p> | 192.59 | EA | FVRATE20 | 1
Appliances | B8A76727 | 6L Oven | <p>A laboratory oven which is highly efficient, reliable and cost effective. They are suitable for most drying, warming and general laboratory applications. The simple to use thermostat system is good for teaching purposes. Constructed from steel sheet and finished in a easy clean powder coated paint. The interior chamber is made from mild steel coated aluminium, and fitted with fixed shelf runners and removable chrome plated wire grid shelves. The oven is heated by Incoloy sheathed elements. The control system has a direct easy-read thermostat and an independent overheat thermostat, both with calibrated scales and tamper-proof dial locks. Indicators show mains switch, heat and overheat. A thermometer clip is included in the top vent.</p> <p>Specifications:</p> <ul> <li>Temperature Range: 40 &deg;C&nbsp; to 250 &deg;C</li> <li>Fluctuation: +/- 0.75 &deg;C &nbsp;</li> <li>Capacity: 6 Litres</li> <li>External Dimensions: (H)390 x (W)320 x (D)330mm</li> <li>Internal Dimensions: (H)150 x (W)230 x (D)190mm</li> </ul> <p>Additional delivery charge may apply for some postcodes.</p> <p><em><b>Please Note: This is a made to order item.&nbsp; Once the order is confirmed, it cannot be cancelled or amended.</b></em></p> | 839.39 | EA | FVRATE20 | 1
Appliances | B8A76739 | 18L Oven | <p>A laboratory oven which is highly efficient, reliable and cost effective. They are suitable for most drying, warming and general laboratory applications. The simple to use thermostat system is good for teaching purposes. Constructed from steel sheet and finished in a easy clean powder coated paint. The interior chamber is made from mild steel coated aluminium, and fitted with fixed shelf runners and removable chrome plated wire grid shelves. The oven is heated by Incoloy sheathed elements. The control system has a direct easy-read thermostat and an independent overheat thermostat, both with calibrated scales and tamper-proof dial locks. Indicators show mains switch, heat and overheat. A thermometer clip is included in the top vent.</p> <p>Specifications:</p> <ul> <li>Temperature Range: 40 &deg;C&nbsp; to 250 &deg;C</li> <li>Fluctuation: +/- 0.75 &deg;C &nbsp;</li> <li>Capacity: 18 Litres</li> <li>External Dimensions: (H)520 x (W)380 x (D)410cm</li> <li>Internal Dimensions: (H)260 x (W)260 x (D)270mm</li> </ul> <p>Additional delivery charge may apply for some postcodes.</p> <p><em><strong>Please Note: This is a made to order item. Once the order is confirmed, it cannot be cancelled or amended.</strong></em></p> | 882.95 | EA | FVRATE20 | 1
Appliances | B8A76740 | 30L Oven | <p>A laboratory oven which is highly efficient, reliable and cost effective. They are suitable for most drying, warming and general laboratory applications. The simple to use thermostat system is good for teaching purposes. Constructed from steel sheet and finished in a easy clean powder coated paint. The interior chamber is made from mild steel coated aluminium, and fitted with fixed shelf runners and removable chrome plated wire grid shelves. The oven is heated by Incoloy sheathed elements. The control system has a direct easy-read thermostat and an independent overheat thermostat, both with calibrated scales and tamper-proof dial locks. Indicators show mains switch, heat and overheat. A thermometer clip is included in the top vent.</p> <p>Specifications:</p> <ul> <li>Temperature Range: 40 &deg;C&nbsp; to 250 &deg;C</li> <li>Fluctuation: +/- 0.75 &deg;C &nbsp;</li> <li>Capacity: 30 Litres</li> <li>External Dimensions: (H)500 x (W)480 x (D)620mm</li> <li>Internal Dimensions: (H)240 x (W)360 x (D)350mm</li> </ul> <p>Additional delivery charge may apply for some postcodes.</p> <p><em><strong>Please Note: This is a made to order item. Once the order is confirmed, it cannot be cancelled or amended.</strong></em></p> | 955.45 | EA | FVRATE20 | 1
Appliances | B8A76752 | 50L Oven | <p>A laboratory oven which is highly efficient, reliable and cost effective. They are suitable for most drying, warming and general laboratory applications. The simple to use thermostat system is good for teaching purposes. Constructed from steel sheet and finished in a easy clean powder coated paint. The interior chamber is made from mild steel coated aluminium, and fitted with fixed shelf runners and removable chrome plated wire grid shelves. The oven is heated by Incoloy sheathed elements. The control system has a direct easy-read thermostat and an independent overheat thermostat, both with calibrated scales and tamper-proof dial locks. Indicators show mains switch, heat and overheat. A thermometer clip is included in the top vent.</p> <p>Specifications:</p> <ul> <li>Temperature Range: 40 &deg;C&nbsp; to 250 &deg;C</li> <li>Fluctuation: +/- 0.75 &deg;C &nbsp;</li> <li>Capacity: 50 Litres</li> <li>External Dimensions: (H)590 x (W)610 x (W)590mm</li> <li>Internal Dimensions: (H)330 x (W)490 x (D)330mm</li> </ul> <p>Additional delivery charge may apply for some postcodes.</p> <p><em><strong>Please Note: This is a made to order item. Once the order is confirmed, it cannot be cancelled or amended.</strong></em></p> | 1144.45 | EA | FVRATE20 | 1
Appliances | B8A76788 | 75L Oven Fan Circulation | <p>A laboratory oven which is highly efficient, reliable and cost effective. They are suitable for most drying, warming and general laboratory applications. The simple to use thermostat system is good for teaching purposes. Constructed from steel sheet and finished in a easy to clean powder coated paint. The interior chamber is made from mild steel coated aluminium, and fitted with fixed shelf runners and removable chrome plated wire grid shelves. The oven is heated by Incoloy sheathed elements. The control system has a direct easy-read thermostat and an independent overheat thermostat, both with calibrated scales and tamper-proof dial locks. Indicators show mains switch, heat and overheat. A thermometer clip is included in the top vent. This model is fan assisted.</p> <p>Specifications:</p> <ul> <li>Temperature Range: 40 &deg;C&nbsp; to 250 &deg;C</li> <li>Fluctuation: +/- 0.75 &deg;C &nbsp;</li> <li>Capacity: 75 Litres</li> <li>External Dimensions: (H)590 x (W)610 x (D)720mm</li> <li>Internal Dimensions: (H)330 x (W)490 x (D)450mm</li> </ul> <p>Additional delivery charge may apply for some postcodes.</p> <p><em><strong>Please Note: This is a made to order item. Once the order is confirmed, it cannot be cancelled or amended.</strong></em></p> | 1497.95 | EA | FVRATE20 | 1
Glassware, Plastics & Ceramics | B8A77215 | Petri Dishes Clear Crystal Glass 90mm | <p>Clear hybrid glass petri dishes which are autoclavable up to 160&deg;C.</p> <ul> <li>Lid - Outer Diameter: 90mm (&plusmn;1.0mm)</li> <li>Lid - Height: 12mm (&plusmn;1.5mm)</li> <li>Base - Outer Diameter: 84mm (&plusmn;1.0mm)</li> <li>Base - Height: 13.5mm (&plusmn;2.0mm)</li> <li>Wall Thickness: 1.8mm (&plusmn;0.15mm)</li> <li>Depth: 15mm</li> </ul> | 15.99 | P10 | FVRATE20 | 1
Glassware, Plastics & Ceramics | B8A77744 | Disposable Graduated Pipettes 3ml P500 | <p>Translucent disposable plastic pipettes with precise graduations.&nbsp; Excellent for general laboratory use.&nbsp; Plastic pipettes are also perfect for colour mixing, pattern making or dripping controlled amounts of liquid.&nbsp; They are also ideal to help develop co-ordination skills.&nbsp; These pipettes also have graduations on to enable easy measuring.&nbsp; They can be washed and re-used if they have been used with non-toxic, water soluble chemicals.</p> <ul> <li>Volume: 3ml</li> <li>Pack of 500</li> </ul> | 13.09 | PXH | FVRATE20 | 1
Glassware, Plastics & Ceramics | B8A77768 | Dropping Pipettes Narrow Mouth 110mm P10 | <p>These glass dropping pipettes are excellent for general laboratory use. Supplied with rubber teat, ungraduated. </p> | 12.49 | P10 | FVRATE20 | 1
Glassware, Plastics & Ceramics | B8A77781 | Dropping Pipette Glass Body 125mm | <p>These glass dropping pipettes are excellent for general laboratory use. Supplied with rubber teat, ungraduated.</p> | 7.09 | P 5 | FVRATE20 | 1
Glassware, Plastics & Ceramics | B8A78025 | Pipette Filler Bulb Type Green | <p>For pipetting noxious solutions, microbial suspensions and other harmful or unpleasant solutions. Comprises a bulb and three pinch valves controlling influx and efflux of pipette contents. </p> <ul> <li>Volume: 10ml</li> </ul> | 6.29 | EA | FVRATE20 | 1
Glassware, Plastics & Ceramics | B8A78037 | Pipette Filler Bulb Type Red | <p>For pipetting noxious solutions, microbial suspensions and other harmful or unpleasant solutions. Comprises a bulb and three pinch valves controlling influx and efflux of pipette contents. </p> <ul> <li>Volume: 25ml</li> </ul> | 6.29 | EA | FVRATE20 | 1
Glassware, Plastics & Ceramics | B8A78062 | Pipette Filler 10ml Green | <p>Plastic pipette filler with easy to use finely adjustable thumb wheel. The thumb wheel draws liquid up into the pipette and the push button releases it. </p> <ul> <li>Volume: 10ml</li> </ul> | 3.75 | EA | FVRATE20 | 1
Chemistry | B8A78396 | Pneumatic Trough Clear Glass Circular | <p>Circular Pneumatic Trough made of clear glass with a ground top edge and a flat bottom.</p> <ul> <li>Diameter: 300mm</li> <li>Height: 125mm</li> <li>Wall Thickness: approx. 5mm</li> </ul> | 44.95 | EA | FVRATE20 | 1
Protective Workwear | B8A79492 | Household Rubber Gloves Medium | <p>General multi purpose medium weight gloves that have a raised surface pattern for excellent wet grip! Designed for use in minimal risk environments, these gloves are the perfect choice for household, janitorial and food preparation applications. </p> <ul> <li>Medium weight, coloured rubber household gloves with a cotton flock lined interior</li> <li>Contains latex</li> <li>Yellow</li> <li>Medium</li> <li>Pair</li> </ul> | 2.49 | PAA | FVRATE20 | 1
Lab Equipment | B8A80020 | Protective Screen 750X600X3mm | <p>Large, transparent sheet which is quickly and easily set-up using clamps or channel bases.</p> <ul> <li>Dimensions: 750mm x 600mm x 3mm</li> <li>Material: Acrylic (extruded Polymethyl methacrylate)</li> <li>Channel bases/feet are NOT supplied.</li> </ul> | 24.25 | EA | FVRATE20 | 1
Lab Equipment | B8A80196 | The Philip Harris Spill Pack | <p>The Spill Pack is made up of six containers each with enough absorbent material to absorb a spillage of up to 500cm³, the maximum volume recommended for storage in a laboratory. </p> <p>In addition to the absorbent material, two packets of soda ash are provided so that acid spills, once absorbed and collected, can be neutralised and made safe for disposal. </p> <p>Ten stout polythene bags are also provided so that after treatment any spillage can be collected and contained prior to disposal by appropriate means. Full instructions are also provided. </p> <p>Kit contents include: </p> <ul> <li>Sodium Carbonate (soda ash)</li> <li>Kieselguhr, mineral absorbent</li> <li>Potassium Dihydrogen Phosphate</li> <li>10 x Heavy Duty Polythene Bags</li> </ul> | 65 | EA | FVRATE20 | 1
First Aid | B8A80287 | Eye Wash Bottle 500ml | <p>The&nbsp;<b>HypaClens Sterile Eye Wash</b> is ideal for flushing eyes that have been contaminated with particles, smoke, dust or liquid.</p> <p>The bottles contain a sterile 0.9% saline solution that gently cleanses the eye. HSE guidelines state that at least 1 litre of eye wash should be available at any given time in work environments where flying debris or chemicals could pose a danger to the eye. Following eye contamination with chemicals or small particles, you should wash the eye out with either clean water or sterile fluid from a sealed container for at least 10 minutes.</p> | 5.39 | EA | FVRATE20 | 1
Catering | B8A81462 | Plastic Sieve | <ul> <li>Plastic Strainer</li> <li>Polyethylene mesh</li> <li>Polypropylene frame</li> <li>Size: 150mm diameter</li> </ul> | 5.59 | EA | FVRATE20 | 1
Lab Equipment | B8A81619 | Angled End Spatula | <p>Angled end, rounded spatula made from stainless steel.</p> <p>Dimensions:</p> <ul> <li>Length: 100mm</li> <li>Width: 7.2mm</li> </ul> | 0.69 | EA | FVRATE20 | 1
Lab Equipment | B8A81620 | Chattaways Spatula | <p>A Chattaway style laboratory spatula with one flat end and a bend in the other. Made from polished stainless steel</p> <ul> <li>Length: 200mm.</li> </ul> | 2.05 | EA | FVRATE20 | 1
Lab Equipment | B8A81632 | Raised Centre Spatula | <p>Raised centre section, one end flat and bent up and other end formed into a scoop. Made from Stainless steel.</p> <ul> <li>Length: 140mm.</li> </ul> | 0.89 | EA | FVRATE20 | 1
Lab Equipment | B8A81656 | Spoon Form Spatula | <p>These spatulas have one end which is flat and the other end is spoon form.&nbsp; Made from Stainless steel.</p> <ul> <li>Length: 200mm</li> </ul> | 2.55 | EA | FVRATE20 | 1
Lab Equipment | B8A81679 | Trowel Spatula 175mm X 15mm | <p>Double ended with trowel-shaped scoops for handling large quantities of material. It is made from stainless steel.</p> <p>Dimensions:</p> <ul> <li>Length: 175mm</li> <li>Width: 15mm</li> </ul> | 1.39 | EA | FVRATE20 | 1
Physics | B8A81802 | Pocket Diffraction Spectroscope | <p>For the examination of the spectral composition of light sources, radiant bodies, etc. The instrument gives a brilliant spectrum with a dispersion of approx. 11°. The slit is of fixed width and is protected by a glass cover plate. The eyepiece is mounted at the end of a draw tube and is adjustable in relation to the slit so that a sharply defined spectrum can be obtained. Both sodium D lines are independently resolved (589nm and 589.6nm) and the Fraunhofer lines are visible. </p> <ul> <li>Length: 80mm.</li> <li>Diameter: 19mm.</li> <li>Supplied in a carrying case.</li> </ul> | 44.99 | EA | FVRATE20 | 1
Lab Equipment | B8A81930 | Wooden Splints Bundle Of Approx 1000 | <p>Wooden splints, spills, for lighting burners or experiments such as testing for oxygen (glowing splint).</p> <ul> <li>Supplied in bundles of approximately 1000 splints.</li> </ul> <p>The wood spills are 180mm long.</p> | 4.75 | BUN | FVRATE20 | 1
Lab Equipment | B8A81991 | Night Light Stand | <p>Stainless steel Night Light stand. Ideal for experiments where candle heat is adequate.</p> <ul> <li>Dimensions: Width, Height and Depth is 5cm .</li> <li>Hole diameter is 4cm</li> </ul> | 9.15 | EA | FVRATE20 | 1
Lab Equipment | B8A82004 | Retort Stand Base Size 160 X 100mm | <p>Steel base with tapped hole, (10 x 1.5mm metric thread) in the centre of 1 short side.</p> <ul> <li>Finished in black and fitted with rubber feet.</li> <li>Size : 160mm x 100mm</li> </ul> <p>Retort Stand Rod is not included.</p> | 6.09 | EA | FVRATE20 | 1
Lab Equipment | B8A82016 | Retort Stand Base Size 200 X 125mm | <p>Steel base with tapped hole, (10 x 1.5mm metric thread) in the centre of 1 short side.</p> <ul> <li>Finished in black and fitted with rubber feet</li> <li>Size: 200mm x 125mm</li> </ul> <p>Retort Stand Rod is not included.</p> | 6.65 | EA | FVRATE20 | 1
Lab Equipment | B8A82028 | Retort Stand Base Size 250 X 160mm | <p>Steel base with tapped hole, (10 x 1.5mm metric thread) in the centre of 1 short side.</p> <ul> <li>Finished in black and fitted with rubber feet.</li> <li>Size: 250mm x 160mm</li> </ul> <p>Retort Stand Rod is not included.</p> | 10.05 | EA | FVRATE20 | 1
Lab Equipment | B8A82041 | Mild Steel Rod 500x10mm | <p>Plated mild steel, to fit retort bases.</p> <ul> <li>Screwed 10 x 1.5mm metric thread.</li> <li>500mm x 10mm</li> </ul> | 3.05 | EA | FVRATE20 | 1
Lab Equipment | B8A82053 | Mild Steel Rod 600X12.5mm | <p>Plated mild steel, to fit retort stand bases</p> <ul> <li>Screwed 10mm x 1.5mm metric thread</li> <li>Rod Dimensions: (L)600mm x (D)12.5mm</li> </ul> | 4.25 | EA | FVRATE20 | 1
Lab Equipment | B8A82065 | Mild Steel Rods 750x12.5mm | <p>Plated mild steel, to fit retort bases.</p> <ul> <li>Screwed 10 x 1.5mm metric thread.</li> <li>750mm x 12.5mm</li> </ul> | 4.75 | EA | FVRATE20 | 1
Lab Equipment | B8A82077 | Mild Steel Rod 1000X12.5mm | <p>Plated mild steel, to fit retort bases.</p> <ul> <li>Screwed 10 x 1.5mm metric thread.</li> <li>1000mm x 12.5mm</li> </ul> | 6.19 | EA | FVRATE20 | 1
Lab Equipment | B8A82144 | Laboratory Jack 150x135mm | <p>Strong, stable support for laboratory equipment. The jack has a screw operated scissor - action mechanism. Crank the adjustable knob to raise and lower your laboratory item on the sturdy plate. </p> <p>The jack provides stable support throughout testing and holds a maximum capacity of 25kg . The platform can be vertically adjusted from a closed position of 6.3cm to a max height of 25cm. </p> <ul> <li>Plate size: 150 x 130mm</li> <li>Closed height: 60mm</li> <li>Max height: 250mm</li> <li>Max load: 25kg</li> <li>Platform minimum height is 6cm with maximum height of 25cm when fully extended</li> <li>Made from durable powder coated steel</li> </ul> <p> </p> <p> </p> | 46.99 | EA | FVRATE20 | 1
Lab Equipment | B8A82156 | Diecast Jaws Rubber Clamp | <p>Three Prong Retort Clamp with PVC coated diecast jaw, with clamping tommy-bar screw through swivels, mounted on 13.5cm rod. of diameter 8 mm</p> <ul> <li>Jaw Capacity: 90 mm</li> <li>Overall Length: 25 cm</li> <li>Cast Alloy Rod: (L)135mm</li> <li>Diameter of Shaft: 8mm</li> </ul> | 7.09 | EA | FVRATE20 | 1
Lab Equipment | B8A82181 | Boss - Economy | <p>Cast alloy boss head with 2 slots at right angles to take rods up to 16mm diameter.</p> <ul> <li>It is made from die casted alloy.</li> <li>It accepts rods up to 16mm in diameter at a right angle to one another.</li> <li>Metal thumbscrews with blue plastic heads allow for adjustment.</li> </ul> <p><strong>Dimensions</strong>: 120mm x 30mm x 30mm</p> | 1.65 | EA | FVRATE20 | 1
Lab Equipment | B8A82193 | Square Boss | <p>Square Boss Head Clamp, Die Cast Alloy, up to 16mm Rods at right angles to each other. </p> <ul> <li>Die casted alloy clamp with metal clamping screws</li> <li>Accommodates both square and round rods up to 16mm in thickness</li> <li>Can also be used to hold flat articles such as rulers, magnets, drawing boards, etc. up to 16mm</li> </ul> <p>Dimensions: 5.5 x 5.5 x 5 cm </p> | 5.15 | EA | FVRATE20 | 1
Appliances | B8A82375 | Magnetic stirrer HI 190M | <p>The Hanna HI-190M is a compact and lightweight mini magnetic stirrer with plastic cover and can stir volumes of up to 1 litre.</p> <p>The compact design ensures that lack of laboratory bench space is no longer a concern. The ABS plastic housing means that is resistant to most laboratory chemicals</p> <p>The internal Speedsafe&trade; mechanism ensures that the maximum speed of 1000 rpm is never exceeded. Features speed control dial and mains power indicator.</p> <p>Supplied with 25mm long Teflon coated stirrer bar.</p> <p><strong>Key features:</strong></p> <ul> <li>The compact size of these stirrers allow users to maximise bench space for efficiency and safety</li> <li>The Speedsafe&trade; function limits the maximum speed to 1000 rpm even if a load is suddenly removed</li> <li>ABS housing to resist the most harmful chemicals in the lab</li> <li>2 year manufacturer warranty</li> </ul> <p><strong>Supplied with:</strong></p> <ul> <li>ABS cover</li> <li>Instructions</li> <li>12V DC Power Supply</li> <li>Micro stir bar - 25mm long Teflon coated stirrer bar</li> </ul> <p><strong>Specification:</strong></p> <ul> <li>Maximum Stirring Capacity: 1 litre.</li> <li>Speed Range: 100 to 1000 rpm.</li> <li>Operating Temperature: 0 to 50&deg;C</li> <li>Operating Humidity: 95% max</li> <li>Dimensions: (L)120mm x (W)120mm x (D)45mm.</li> <li>Mass: 0.6kg.</li> <li>Power Supply: 220/240V, 50/60Hz</li> </ul> | 131.75 | EA | FVRATE20 | 1
Lab Equipment | B8A83550 | Cork Borers Pk6 | <p>Pack of 6Nickel-plated brass; variety of sizes of tubes each with cutting edge at bottom and handle at top. Set complete with cleaning rod.</p> <p>Cork Borer Diameters:</p> <ul> <li><em>Number 1</em>: 4.7mm</li> <li><em>Number 2</em>: 6.3mm</li> <li><em>Number 3</em>: 7.8mm</li> <li><em>Number 4</em>: 8.9mm</li> <li><em>Number 5</em>: 9.8mm</li> <li><em>Number 6:</em> 11mm</li> </ul> | 24.95 | P 6 | FVRATE20 | 1
Lab Equipment | B8A83562 | Cork Borers Pk12 | <p>A pack of 12 Nickel-plated brass; variety of sizes of tubes each with cutting edge at bottom and handle at top. Set complete with cleaning rod.</p> <p>Cork Borer Diameters:</p> <ul> <li><em>Number 1: </em>4.7mm</li> <li><em>Number 2: </em>6.3mm</li> <li><em>Number 3: </em>7.8mm</li> <li><em>Number 4: </em>8.9mm</li> <li><em>Number 5: </em>9.8mm</li> <li><em>Number 6:</em> 11mm</li> <li><em>Number 7:</em> 12.7mm</li> <li><em>Number 8:</em> 14.2mm</li> <li><em>Number 9: </em>15.8mm</li> <li><em>Number 10: </em>17.5mm</li> <li><em>Number 11: </em>19mm</li> <li><em>Number 12: </em>20.5mm</li> </ul> | 34.65 | P12 | FVRATE20 | 1
Catering | B8A83732 | Food Containers | <ul> <li>Tab on lids for easy opening and re-sealing</li> <li>Refrigerator, freezer, dishwasher and microwave safe</li> <li>Containers nest and stack to save space</li> <li>10 year quality guarantee</li> <li>Size L195 x W140 x D60mm</li> </ul> | 6.99 | EA | FVRATE20 | 1
Lab Equipment | B8A84049 | Drugs and Poisons Cabinet | <p>Lockable cabinet for the secure storage of scheduled drugs and poisons. Designed for wall mounting through special reinforced panels incorporated in the back. </p> <p>Features include sealed hinges and three adjustable shelves. Door hinges to the right. </p> <ul> <li>Dimensions: W458 x H610 x D152mm.</li> </ul> | 261.59 | EA | FVRATE20 | 1
Lab Equipment | B8A84177 | Storage Cupboard Radioactive Material | <p>Radioactive storage cabinet for use with low level radioactive materials.</p> <p>Manufactured from 1.2mm Zintec coated sheet steel for excellent corrosion resistance. Spot welded seams with gas welded corner joints.&nbsp;</p> <ul> <li>Dimensions: (H)380mm x (W)380mm x (D)380mm</li> </ul> <p>One fixed, half depth shelf and plastic contents spray. Tray</p> <ul> <li>Tray Dimensions: 310 x 240 x 20mm</li> </ul> <p>Labelled for easy identification.</p> <p>Secure locking mechanism, 2 keys provided, and louvered door.</p> <p>Finished in grey, polyester powder coat.</p> <p>The dimensions of the cupboard are such that assuming a maximum stock of 30&micro;Ci in the form of Co60 is kept on the shelf, the dose rate at the surface of the door would be less than 0.5 mR/hr. A rectangular plastic tray is provided to contain any spillages.</p> <p>The storage unit is designed to prevent environmental pollution and provide secure storage for low level radioactive substance.</p> <p>The cupboard is provided with small fixing holes so that it may be screwed to a wall. It is recommended that it is sited away from normally occupied areas and that its back is against or attached to a wall.</p> | 201.69 | EA | FVRATE20 | 1
Chemistry | B8A84402 | Holder For 100ml Syringe | <p>Gas Syringe holder with two plastic coated clips on a metal plate turned up at one end to form a stop for the plunger, enabling the 100ml position to be set.</p> <p>The holder is provided with a rod for mounting in an ordinary retort clamp stand boss</p> <ul> <li>Supplied without Syringe</li> <li>Dimensions: (L)320mm x (W)50mm x (H)153mm</li> </ul> <p>Gas Syringes can be purchased separately (B8A36171)</p> | 33.45 | EA | FVRATE20 | 1
Glassware, Plastics & Ceramics | B8A84517 | Three-Way Tap For Hypodermic Syringe. | <p>This three-way syringe tap has two female and one male Luer connectors.</p> <p>It is designed so that two connectors are in communication at any given position of the valve lever.</p> <ul> <li>Syringes not included</li> </ul> | 26.59 | P 5 | FVRATE20 | 1
Physics | B8A84773 | Trolley Runway 2.4M | <p>Designed to provide a smooth, flat, easily inclinable surface for dynamics experiments using trolleys.</p> <p>With metal side rails and plastic feet.</p> <ul> <li>Dimensions: 2.4M x 0.3M</li> </ul> <p>Associated Products:</p> <ul> <li>Dynamics Trolley (Wooden) - B8A42006</li> <li>Dynamics Trolley (Metal) - B8R05959</li> </ul> <p>An alternative ramp size is also available (B8A84785)</p> | 194.3 | EA | FVRATE20 | 1
Physics | B8A84785 | Trolley Runway 1.5M | <p>This is similar to the standard runway but at only 1.5M long is more convenient where storage space is limited.</p> <ul> <li>Dimensions: 1.5M x 0.3M.</li> </ul> <p>Associated Products:</p> <ul> <li>Dynamics Trolley (Wooden) - B8A42006</li> <li>Dynamics Trolley (Metal) - B8R05959</li> </ul> <p>An alternative ramp size is also available (B8A84773).</p> | 153.3 | EA | FVRATE20 | 1
Chemistry | B8A84803 | pH1-11 Universal Indicator Test Papers | <p>Universal indicator test papers pH 1-11, for use in laboratory, food service, education, environmental, cosmetics, industrial and water treatment. </p> <ul> <li>Supplied in 10 books of 20 strips</li> <li>Range: pH 1-11</li> <li>Colour chart is included on the front of the box.</li> </ul> | 3.65 | P10 | FVRATE20 | 1
Chemistry | B8A84815 | Red Litmus Test Papers pk10 | <p>Red Litmus test papers, will turn blue in basic solutions, for use in education and industry. </p> <ul> <li>Supplied in 10 books of 20 strips.</li> </ul> | 3.45 | P10 | FVRATE20 | 1
Chemistry | B8A84827 | Blue Litmus Test Papers pk10 | <p>Blue Litmus test papers, will turn red in acidic solutions, for use in education and industry. </p> <ul> <li>Supplied in 10 books of 20 strips.</li> </ul> | 3.45 | P10 | FVRATE20 | 1
Chemistry | B8A84839 | Neutral Litmus Test Papers | <p>Neutral Litmus test papers, will turn red in acidic solutions, and blue in acidic solutions. For use in education and industry. </p> <ul> <li>Supplied in 10 books of 20 strips.</li> </ul> | 3.45 | P10 | FVRATE20 | 1
Chemistry | B8A84864 | Cobalt Chloride Test Paper Pk10 | <p>Cobalt Chloride test papers can quickly and economically measure the presence of relative humidity in the atmosphere. The paper is directly exposed to the atmosphere and turns from blue to pink upon contact with relative humidity greater than 2%. Traditionally used in school experiments. </p> <ul> <li>Supplied as 10 books of 20 strips</li> <li>Papers may be pink on receipt and will need drying before use.</li> </ul> | 6.75 | P10 | FVRATE20 | 1
Glassware, Plastics & Ceramics | B8A85522 | Med Wall TTube Rim 125x16mm | <p>Pyrex&reg; medium wall test tubes are designed and constructed for optimum performance. Manufactured from high quality thermally &amp; chemically resistant Pyrex&reg; borosilicate glass which provides a superior performance to neutral borosilicate and soda-lime glass. Capable of withstanding temperatures up to 500&deg;C.</p> <ul> <li>Tube Dimensions: 16mm x 125mm</li> <li>Wall Thickness: 1.2mm</li> <li>Pack of 100</li> </ul> | 49.95 | PHA | FVRATE20 | 1
Glassware, Plastics & Ceramics | B8A85534 | Med Wall TTube Rim 150x16mm | <p>Pyrex&reg; medium wall test tubes are designed and constructed for optimum performance. Manufactured from high quality thermally &amp; chemically resistant Pyrex&reg; borosilicate glass which provides a superior performance to neutral borosilicate and soda-lime glass. Capable of withstanding temperatures up to 500&deg;C.</p> <ul> <li>Tube Dimensions: 16mm x 150mm</li> <li>Wall Thickness: 1.2mm</li> <li>Pack of 100</li> </ul> | 53.29 | PHA | FVRATE20 | 1
Glassware, Plastics & Ceramics | B8A85546 | Med Wall TTube Rim 150x18mm | <p>Pyrex&reg; medium wall test tubes are designed and constructed for optimum performance. Manufactured from high quality thermally &amp; chemically resistant Pyrex&reg; borosilicate glass which provides a superior performance to neutral borosilicate and soda-lime glass. Capable of withstanding temperatures up to 500&deg;C.</p> <ul> <li>Tube Dimensions: 18mm x 150mm</li> <li>Wall Thickness: 1.2mm</li> <li>Pack of 100</li> </ul> | 67.29 | PHA | FVRATE20 | 1
Glassware, Plastics & Ceramics | B8A85558 | MW Boiling Test Tube Rim 150x24mm P100 | <p>Pyrex&reg; medium wall test tubes are designed and constructed for optimum performance. Manufactured from high quality thermally &amp; chemically resistant Pyrex&reg; borosilicate glass which provides a superior performance to neutral borosilicate and soda-lime glass. Capable of withstanding temperatures up to 500&deg;C.</p> <ul> <li>Tube Dimensions: 24mm x 150mm</li> <li>Wall Thickness: 1.2mm</li> <li>Pack of 100</li> </ul> | 86.95 | PHA | FVRATE20 | 1
Glassware, Plastics & Ceramics | B8A85569 | Med Wall TTube Rim 200x24mm | <p>Pyrex&reg; medium wall test tubes are designed and constructed for optimum performance. Manufactured from high quality thermally &amp; chemically resistant Pyrex&reg; borosilicate glass which provides a superior performance to neutral borosilicate and soda-lime glass. Capable of withstanding temperatures up to 500&deg;C.</p> <ul> <li>Tube Dimensions: 24mm x 200mm</li> <li>Wall Thickness: 1.2mm</li> <li>Pack of 50</li> </ul> | 71.35 | P50 | FVRATE20 | 1
Glassware, Plastics & Ceramics | B8A85595 | Med Wall TTube No Rim 125x16mm | <p>Pyrex&reg; medium wall rimless test tubes are designed and constructed for optimum performance. Manufactured from high quality thermally &amp; chemically resistant Pyrex&reg; borosilicate glass which provides a superior performance to neutral borosilicate and soda-lime glass. Capable of withstanding temperatures up to 500&deg;C.</p> <ul> <li>Tube Dimensions: 16mm x 125mm</li> <li>Wall thickness: 1.2mm</li> <li>Pack of 100</li> </ul> | 53.29 | PHA | FVRATE20 | 1
Glassware, Plastics & Ceramics | B8A85601 | Med Wall TTube No Rim 150x18mm | <p>Pyrex&reg; medium wall rimless test tubes are designed and constructed for optimum performance. Manufactured from high quality thermally &amp; chemically resistant Pyrex&reg; borosilicate glass which provides a superior performance to neutral borosilicate and soda-lime glass. Capable of withstanding temperatures up to 500&deg;C.</p> <ul> <li>Tube Dimensions: 18mm x 150mm</li> <li>Wall thickness: 1.2mm</li> <li>Pack of 100</li> </ul> | 67.29 | PHA | FVRATE20 | 1
Glassware, Plastics & Ceramics | B8A85613 | Med Wall TTube No Rim 150x24mm | <p>Pyrex&reg; medium wall rimless glass test tubes are designed and constructed for optimum performance. Manufactured from high quality thermally &amp; chemically resistant Pyrex&reg; borosilicate glass which provides a superior performance to neutral borosilicate and soda-lime glass. Capable of withstanding temperatures up to 500&deg;C.</p> <ul> <li>Tube Dimensions: 24mm x 150mm</li> <li>Wall thickness: 1.2mm</li> <li>Pack of 100</li> </ul> | 92.55 | PHA | FVRATE20 | 1
Glassware, Plastics & Ceramics | B8A85662 | Hvy Wall TTube Rim 150x16mm | <p>Pyrex&reg; test tubes are designed and constructed for optimum performance. Manufactured from high quality thermally &amp; chemically resistant Pyrex&reg; borosilicate glass. The heavy walls provide extra mechanical strength, improved user safety and reduced replacement costs due to their robust construction. Capable of withstanding temperatures up to 500&deg;C.</p> <ul> <li>Tube Dimensions: 16mm x 150mm</li> <li>Wall thickness: 1.8mm</li> <li>Pack of 100</li> </ul> | 113.69 | PHA | FVRATE20 | 1
Glassware, Plastics & Ceramics | B8A85674 | HW Boiling Test Tube Rim 150x24mm P100 | <p>Pyrex&reg; test tubes are designed and constructed for optimum performance. Manufactured from high quality thermally &amp; chemically resistant Pyrex&reg; borosilicate glass. The heavy walls provide extra mechanical strength, improved user safety and reduced replacement costs due to their robust construction. Capable of withstanding temperatures up to 500&deg;C.</p> <ul> <li>Tube Dimensions: 24mm x 150mm</li> <li>Wall thickness: 1.8mm</li> <li>Pack of 100</li> </ul> | 124.55 | PHA | FVRATE20 | 1
Glassware, Plastics & Ceramics | B8A85716 | TTube Bent Arm Borosilicate | <p>Borosilicate glass test tube with horizontal side arm bent downwards at 45&deg;. Useful for small scale gas production experiments.</p> <ul> <li>Tube Dimensions: 24mm x 150mm</li> <li>Pack Size: Each</li> <li>Bung Size: 23 - B8A82612</li> </ul> | 11.19 | EA | FVRATE20 | 1
Glassware, Plastics & Ceramics | B8A85789 | Steel Spring Test Tube Holder 130mm | <p>Plated spring steel wire holder with finger grips. The jaws will accept tubes up to 40mm diameter. </p> | 0.59 | EA | FVRATE20 | 1
Glassware, Plastics & Ceramics | B8A85879 | Philip Harris Z-Shape Test Tube Rack | <p>Sturdy, corrosion-resistant 'Z' pattern test tube rack with three rows of holes, made from anodised aluminium.</p> <p>The stands can nest together for easy storage.</p> <p>Not suitable for use with solution containing mercury salts.</p> <ul> <li>Dimensions: 200 x 125 x 75mm</li> <li>Five holes: 28mm diameter</li> <li>Six holes: 19mm diameter</li> <li>Eight holes: 13mm diameter</li> </ul> | 3.05 | EA | FVRATE20 | 1
Lab Equipment | B8A86150 | Therm Red -10/110:1 205mm T I | <p>Total Immersion Red Spirit Filled Laboratory Thermometer</p> <p>-10&deg;C to +110&deg;C (L)205mm&nbsp;</p> <p>These spirit filled thermometers use specially selected filling materials which are coloured red on a white back glass. Thermometers normally supplied with the non roll cap with ring.</p> <p><strong>Specification:</strong></p> <ul> <li><strong>Range (&deg;C):</strong> -10&deg;C to +110&deg;C</li> <li><strong>Division:</strong> 1.0&deg;C</li> <li><strong>Length:</strong> 205mm</li> <li><strong>Filling</strong>: Red Spirit</li> <li><strong>Immersion:</strong> Total Immersion</li> <li><strong>Accuracy</strong>: +/-1.5&deg;C at 35&deg;C</li> <li><strong>Product Material:</strong> Glass Tube: Kerosene filled</li> </ul> | 1.45 | EA | FVRATE20 | 1
Lab Equipment | B8A86186 | Therm Red -10/110:1 305mm P I | <p>Partial Immersion Red Spirit Filled Laboratory Thermometer</p> <p>-10&deg;C to +110&deg;C (L)305mm</p> <p>These spirit filled thermometers use specially selected filling materials which are coloured red on a white back glass. Thermometers normally supplied with the non roll cap with ring.</p> <p><strong>Specification:</strong></p> <ul> <li><strong>Range (&deg;C):</strong> -10&deg;C to +110&deg;C</li> <li><strong>Division:</strong> 1.0&deg;C</li> <li><strong>Length:</strong> 305mm</li> <li><strong>Diameter:&nbsp;</strong>6.5mm</li> <li><strong>Filling</strong>: Red Spirit</li> <li><strong>Immersion:</strong> Partial, Immersion is 76mm.</li> <li><strong>Accuracy</strong>: +/-1.0&deg;C at 35&deg;C</li> <li><strong>Product Material:</strong> Glass Tube: Kerosene filled</li> </ul> | 3.19 | EA | FVRATE20 | 1
Lab Equipment | B8A86265 | Low Tox -20/110X1.0 Deg C Thermometer | <p>Partial Immersion LO-Tox Blue Spirit Filled Laboratory Thermometer</p> <p>-20&deg;C to +110&deg;C 305mm&nbsp;</p> <p>LO-tox&trade; is an organic filling specially chosen to achieve a wide temperature span and provide the lowest practical levels of hazard. The quality and legibility make these an ideal substitute for mercury thermometers. Fitted with Brannan non roll end cap which has a ring to allow the thermometer to be suspended.</p> <ul> <li><strong>Range (&deg;C):</strong>&nbsp; -20&deg;C to +110&deg;C<strong></strong></li> <li><strong>Divisions:</strong> 1.0&deg;C</li> <li><strong>Length:</strong> 305mm<strong></strong></li> <li><strong>Diameter:&nbsp;</strong>6.5mm</li> <li><strong>Filling</strong>: Blue Spirit</li> <li><strong>Immersion:</strong> Partial, Immersion is 76mm<strong><strong></strong></strong></li> <li><strong>Accuracy</strong>: +/-1.5&deg;C at 90&deg;C<strong><strong><strong></strong></strong></strong></li> <li><strong>Product Material:</strong> Glass Tube: Kerosene filled</li> </ul> | 3.85 | EA | FVRATE20 | 1
Lab Equipment | B8A86654 | Digital Clinical Thermometer 32-43'C | <p>Easy to use digital oral thermometer suitable for all ages. This thermometer is the standard rigid probe model, suitable for oral use. Packaged in a clear plastic case with full instructions and battery included. </p> <p>Features small physical size and low mass, and the LCD digital display provides a rapid, unambiguous readout. An audible tone indicates completion of the measuring period and automatic switch-off takes place after ten minutes to conserve battery life. </p> <ul> <li>Measurement range: 32.0 to 43.0°C</li> <li>Accuracy: ± 0.1°C</li> <li>Sensor: Thermistor</li> <li>Readout: three digit LCD with indication of out-of-range high or low temperature and low battery</li> <li>Sampling rate: two per second</li> <li>Power source: Silver oxide cell type SR41W or equivalent giving 200 hours life (three years of normal use approx.)</li> <li>Power switch: Manual on/off button</li> <li>Automatic switch-off: ten minutes after last indication</li> <li>Dimensions: L130 x W18 x H9mm overall</li> <li>Probe tip diameter: 3mm</li> <li>Mass: 7g</li> </ul> <p>Supplied fitted with silver oxide cell SR41W. </p> | 5.19 | EA | FVRATE20 | 1
Biology | B8A86903 | Acrylic Tile Plain Flat White 100x100mm | <p>Plain flat white acrylic tile, ideal for cutting onto.</p> <ul> <li>Dimensions: 100mm x 100mm</li> <li>Material: Acrylic</li> <li>Pack Size: Each</li> </ul> | 1.39 | EA | FVRATE20 | 1
Lab Equipment | B8A87219 | Straight Crucible Tongs 150mm | <p>A pair of straight crucible tongs with jaws that are corrugated on the inside. They are made from an epoxy coated Iron. </p> <ul> <li>Length: 150mm</li> </ul> <p>Crucible tongs are used for removing the lids from crucibles, transferring evaporating dishes or picking up small objects. </p> | 1.85 | EA | FVRATE20 | 1
Lab Equipment | B8A87221 | Straight Crucible Tongs 200mm | <p>A pair of straight crucible tongs with jaws that are corrugated on the inside. They are made from an epoxy coated Iron. </p> <ul> <li>Length: 200mm.</li> </ul> <p>Crucible tongs are used for removing the lids from crucibles, transferring evaporating dishes or picking up small objects. </p> | 1.85 | EA | FVRATE20 | 1
Lab Equipment | B8A87257 | Crucible Tongs With Bow 150mm | <p>A pair of bowed crucible tongs with jaws that are corrugated on the inside. They are made from an epoxy coated Iron. </p> <ul> <li>Length: 150mm.</li> </ul> <p>Crucible tongs are used for removing the lids from crucibles, transferring evaporating dishes or picking up small objects. </p> <p> </p> | 1.85 | EA | FVRATE20 | 1
Lab Equipment | B8A87269 | Crucible Tongs With Bow 200mm | <p>A pair of bowed crucible tongs with jaws that are corrugated on the inside. They are made from an epoxy coated Iron. </p> <ul> <li>Length: 200mm.</li> </ul> <p>Crucible tongs are used for removing the lids from crucibles, transferring evaporating dishes or picking up small objects. </p> | 1.69 | EA | FVRATE20 | 1
Storage | B8A88730 | Shallow Storage Tray Red | <p>Introducing the Gratnells Block Colour Storage Trays, a durable and versatile storage solution specifically designed for educational environments. These award-winning trays are officially BSI tested, ensuring they meet high standards of quality and durability. Made from fully recyclable materials, they are perfect for the heavy daily use found in schools and other learning institutions. Offering an array of colours and available in four different sizes, these trays can be tailored to meet the unique storage needs of any classroom.</p> <ul> <li>Choose from a vibrant selection of colours and four distinct tray heights &mdash; ensuring you find the perfect fit for your classroom requirements.</li> <li>The Gratnells trays seamlessly fit into standard school furniture, allowing you to mix and match different colours, lids, and tray heights whilst maintaining a cohesive look with the rest of your educational furnishings.</li> <li>Dimensions: <ul> <li>Shallow: W312 x H75 x D427mm</li> <li>Deep: W312 x H150 x D427mm</li> <li>Extra Deep: W312 x H225 x D430mm</li> <li>Jumbo: W312 x H300 x D430mm</li> </ul> </li> </ul> | 3.99 | EA | FVRATE20 | 1
Storage | B8A88742 | Shallow Storage Tray Yellow | <p>Introducing the Gratnells Block Colour Storage Trays, a durable and versatile storage solution specifically designed for educational environments. These award-winning trays are officially BSI tested, ensuring they meet high standards of quality and durability. Made from fully recyclable materials, they are perfect for the heavy daily use found in schools and other learning institutions. Offering an array of colours and available in four different sizes, these trays can be tailored to meet the unique storage needs of any classroom.</p> <ul> <li>Choose from a vibrant selection of colours and four distinct tray heights &mdash; ensuring you find the perfect fit for your classroom requirements.</li> <li>The Gratnells trays seamlessly fit into standard school furniture, allowing you to mix and match different colours, lids, and tray heights whilst maintaining a cohesive look with the rest of your educational furnishings.</li> <li>Dimensions: <ul> <li>Shallow: W312 x H75 x D427mm</li> <li>Deep: W312 x H150 x D427mm</li> <li>Extra Deep: W312 x H225 x D430mm</li> <li>Jumbo: W312 x H300 x D430mm</li> </ul> </li> </ul> | 3.99 | EA | FVRATE20 | 1
Storage | B8A88754 | Shallow Storage Tray Green | <p>Introducing the Gratnells Block Colour Storage Trays, a durable and versatile storage solution specifically designed for educational environments. These award-winning trays are officially BSI tested, ensuring they meet high standards of quality and durability. Made from fully recyclable materials, they are perfect for the heavy daily use found in schools and other learning institutions. Offering an array of colours and available in four different sizes, these trays can be tailored to meet the unique storage needs of any classroom.</p> <ul> <li>Choose from a vibrant selection of colours and four distinct tray heights &mdash; ensuring you find the perfect fit for your classroom requirements.</li> <li>The Gratnells trays seamlessly fit into standard school furniture, allowing you to mix and match different colours, lids, and tray heights whilst maintaining a cohesive look with the rest of your educational furnishings.</li> <li>Dimensions: <ul> <li>Shallow: W312 x H75 x D427mm</li> <li>Deep: W312 x H150 x D427mm</li> <li>Extra Deep: W312 x H225 x D430mm</li> <li>Jumbo: W312 x H300 x D430mm</li> </ul> </li> </ul> | 3.99 | EA | FVRATE20 | 1
Storage | B8A88766 | Shallow Tray Blue | <p>Introducing the Gratnells Block Colour Storage Trays, a durable and versatile storage solution specifically designed for educational environments. These award-winning trays are officially BSI tested, ensuring they meet high standards of quality and durability. Made from fully recyclable materials, they are perfect for the heavy daily use found in schools and other learning institutions. Offering an array of colours and available in four different sizes, these trays can be tailored to meet the unique storage needs of any classroom.</p> <ul> <li>Choose from a vibrant selection of colours and four distinct tray heights &mdash; ensuring you find the perfect fit for your classroom requirements.</li> <li>The Gratnells trays seamlessly fit into standard school furniture, allowing you to mix and match different colours, lids, and tray heights whilst maintaining a cohesive look with the rest of your educational furnishings.</li> <li>Dimensions: <ul> <li>Shallow: W312 x H75 x D427mm</li> <li>Deep: W312 x H150 x D427mm</li> <li>Extra Deep: W312 x H225 x D430mm</li> <li>Jumbo: W312 x H300 x D430mm</li> </ul> </li> </ul> | 3.99 | EA | FVRATE20 | 1
Storage | B8A88778 | Deep Storage Tray Red | <p>Introducing the Gratnells Block Colour Storage Trays, a durable and versatile storage solution specifically designed for educational environments. These award-winning trays are officially BSI tested, ensuring they meet high standards of quality and durability. Made from fully recyclable materials, they are perfect for the heavy daily use found in schools and other learning institutions. Offering an array of colours and available in four different sizes, these trays can be tailored to meet the unique storage needs of any classroom.</p> <ul> <li>Choose from a vibrant selection of colours and four distinct tray heights &mdash; ensuring you find the perfect fit for your classroom requirements.</li> <li>The Gratnells trays seamlessly fit into standard school furniture, allowing you to mix and match different colours, lids, and tray heights whilst maintaining a cohesive look with the rest of your educational furnishings.</li> <li>Dimensions: <ul> <li>Shallow: W312 x H75 x D427mm</li> <li>Deep: W312 x H150 x D427mm</li> <li>Extra Deep: W312 x H225 x D430mm</li> <li>Jumbo: W312 x H300 x D430mm</li> </ul> </li> </ul> | 5.45 | EA | FVRATE20 | 1
Storage | B8A88789 | Deep Storage Tray Yellow | <p>Introducing the Gratnells Block Colour Storage Trays, a durable and versatile storage solution specifically designed for educational environments. These award-winning trays are officially BSI tested, ensuring they meet high standards of quality and durability. Made from fully recyclable materials, they are perfect for the heavy daily use found in schools and other learning institutions. Offering an array of colours and available in four different sizes, these trays can be tailored to meet the unique storage needs of any classroom.</p> <ul> <li>Choose from a vibrant selection of colours and four distinct tray heights &mdash; ensuring you find the perfect fit for your classroom requirements.</li> <li>The Gratnells trays seamlessly fit into standard school furniture, allowing you to mix and match different colours, lids, and tray heights whilst maintaining a cohesive look with the rest of your educational furnishings.</li> <li>Dimensions: <ul> <li>Shallow: W312 x H75 x D427mm</li> <li>Deep: W312 x H150 x D427mm</li> <li>Extra Deep: W312 x H225 x D430mm</li> <li>Jumbo: W312 x H300 x D430mm</li> </ul> </li> </ul> | 5.45 | EA | FVRATE20 | 1
Storage | B8A88791 | Deep Storage Tray Green | <p>Introducing the Gratnells Block Colour Storage Trays, a durable and versatile storage solution specifically designed for educational environments. These award-winning trays are officially BSI tested, ensuring they meet high standards of quality and durability. Made from fully recyclable materials, they are perfect for the heavy daily use found in schools and other learning institutions. Offering an array of colours and available in four different sizes, these trays can be tailored to meet the unique storage needs of any classroom.</p> <ul> <li>Choose from a vibrant selection of colours and four distinct tray heights &mdash; ensuring you find the perfect fit for your classroom requirements.</li> <li>The Gratnells trays seamlessly fit into standard school furniture, allowing you to mix and match different colours, lids, and tray heights whilst maintaining a cohesive look with the rest of your educational furnishings.</li> <li>Dimensions: <ul> <li>Shallow: W312 x H75 x D427mm</li> <li>Deep: W312 x H150 x D427mm</li> <li>Extra Deep: W312 x H225 x D430mm</li> <li>Jumbo: W312 x H300 x D430mm</li> </ul> </li> </ul> | 5.45 | EA | FVRATE20 | 1
Storage | B8A88808 | Deep Storage Tray Blue | <p>Introducing the Gratnells Block Colour Storage Trays, a durable and versatile storage solution specifically designed for educational environments. These award-winning trays are officially BSI tested, ensuring they meet high standards of quality and durability. Made from fully recyclable materials, they are perfect for the heavy daily use found in schools and other learning institutions. Offering an array of colours and available in four different sizes, these trays can be tailored to meet the unique storage needs of any classroom.</p> <ul> <li>Choose from a vibrant selection of colours and four distinct tray heights &mdash; ensuring you find the perfect fit for your classroom requirements.</li> <li>The Gratnells trays seamlessly fit into standard school furniture, allowing you to mix and match different colours, lids, and tray heights whilst maintaining a cohesive look with the rest of your educational furnishings.</li> <li>Dimensions: <ul> <li>Shallow: W312 x H75 x D427mm</li> <li>Deep: W312 x H150 x D427mm</li> <li>Extra Deep: W312 x H225 x D430mm</li> <li>Jumbo: W312 x H300 x D430mm</li> </ul> </li> </ul> | 5.45 | EA | FVRATE20 | 1
Storage | B8A88819 | Jumbo Storage Tray Red | <p>Introducing the Gratnells Block Colour Storage Trays, a durable and versatile storage solution specifically designed for educational environments. These award-winning trays are officially BSI tested, ensuring they meet high standards of quality and durability. Made from fully recyclable materials, they are perfect for the heavy daily use found in schools and other learning institutions. Offering an array of colours and available in four different sizes, these trays can be tailored to meet the unique storage needs of any classroom.</p> <ul> <li>Choose from a vibrant selection of colours and four distinct tray heights &mdash; ensuring you find the perfect fit for your classroom requirements.</li> <li>The Gratnells trays seamlessly fit into standard school furniture, allowing you to mix and match different colours, lids, and tray heights whilst maintaining a cohesive look with the rest of your educational furnishings.</li> <li>Dimensions: <ul> <li>Shallow: W312 x H75 x D427mm</li> <li>Deep: W312 x H150 x D427mm</li> <li>Extra Deep: W312 x H225 x D430mm</li> <li>Jumbo: W312 x H300 x D430mm</li> </ul> </li> </ul> | 9.45 | EA | FVRATE20 | 1
Storage | B8A88821 | Jumbo Storage Tray Yellow | <p>Introducing the Gratnells Block Colour Storage Trays, a durable and versatile storage solution specifically designed for educational environments. These award-winning trays are officially BSI tested, ensuring they meet high standards of quality and durability. Made from fully recyclable materials, they are perfect for the heavy daily use found in schools and other learning institutions. Offering an array of colours and available in four different sizes, these trays can be tailored to meet the unique storage needs of any classroom.</p> <ul> <li>Choose from a vibrant selection of colours and four distinct tray heights &mdash; ensuring you find the perfect fit for your classroom requirements.</li> <li>The Gratnells trays seamlessly fit into standard school furniture, allowing you to mix and match different colours, lids, and tray heights whilst maintaining a cohesive look with the rest of your educational furnishings.</li> <li>Dimensions: <ul> <li>Shallow: W312 x H75 x D427mm</li> <li>Deep: W312 x H150 x D427mm</li> <li>Extra Deep: W312 x H225 x D430mm</li> <li>Jumbo: W312 x H300 x D430mm</li> </ul> </li> </ul> | 9.45 | EA | FVRATE20 | 1
Storage | B8A88833 | Jumbo Tray Green | <p>Introducing the Gratnells Block Colour Storage Trays, a durable and versatile storage solution specifically designed for educational environments. These award-winning trays are officially BSI tested, ensuring they meet high standards of quality and durability. Made from fully recyclable materials, they are perfect for the heavy daily use found in schools and other learning institutions. Offering an array of colours and available in four different sizes, these trays can be tailored to meet the unique storage needs of any classroom.</p> <ul> <li>Choose from a vibrant selection of colours and four distinct tray heights &mdash; ensuring you find the perfect fit for your classroom requirements.</li> <li>The Gratnells trays seamlessly fit into standard school furniture, allowing you to mix and match different colours, lids, and tray heights whilst maintaining a cohesive look with the rest of your educational furnishings.</li> <li>Dimensions: <ul> <li>Shallow: W312 x H75 x D427mm</li> <li>Deep: W312 x H150 x D427mm</li> <li>Extra Deep: W312 x H225 x D430mm</li> <li>Jumbo: W312 x H300 x D430mm</li> </ul> </li> </ul> | 9.45 | EA | FVRATE20 | 1
Storage | B8A88845 | Jumbo Storage Tray Blue | <p>Introducing the Gratnells Block Colour Storage Trays, a durable and versatile storage solution specifically designed for educational environments. These award-winning trays are officially BSI tested, ensuring they meet high standards of quality and durability. Made from fully recyclable materials, they are perfect for the heavy daily use found in schools and other learning institutions. Offering an array of colours and available in four different sizes, these trays can be tailored to meet the unique storage needs of any classroom.</p> <ul> <li>Choose from a vibrant selection of colours and four distinct tray heights &mdash; ensuring you find the perfect fit for your classroom requirements.</li> <li>The Gratnells trays seamlessly fit into standard school furniture, allowing you to mix and match different colours, lids, and tray heights whilst maintaining a cohesive look with the rest of your educational furnishings.</li> <li>Dimensions: <ul> <li>Shallow: W312 x H75 x D427mm</li> <li>Deep: W312 x H150 x D427mm</li> <li>Extra Deep: W312 x H225 x D430mm</li> <li>Jumbo: W312 x H300 x D430mm</li> </ul> </li> </ul> | 9.45 | EA | FVRATE20 | 1
Storage | B8A88857 | Lid For Gratnell Tray | <p>Enhance your classroom and school storage efficiency with our Gratnells Tray Lids. These lids are designed to seamlessly fit Gratnells trays, preventing storage contents from spilling while offering stacked organisation. Their translucent design allows quick identification of tray contents, making classroom management easier and more efficient.</p> <ul> <li>Compatible stacking with lids ensures a tidy and organised storage system.</li> <li>Translucent lids offer easy visibility of tray contents for quick access.</li> <li>Dimensions: Width 312mm x Depth 430mm x Height 32mm, perfectly sized for optimum use in educational settings.</li> <li>Helps in keeping contents dust-free and minimising the risk of items going missing.</li> </ul> | 3.05 | EA | FVRATE20 | 1
Lab Equipment | B8A88959 | Pipeclay Triangles 65mm | <p>A pack of 10 triangles made from pipeclay stems and mounted on stout iron wire </p> <ul> <li>Side Length: 65mm</li> </ul> <p> </p> | 3.95 | P10 | FVRATE20 | 1
Lab Equipment | B8A88973 | Triangular Tripod Stand | <p>A stainless steel tripod stand with a triangular top and plastic feet.</p> <p><strong>Dimensions:</strong></p> <ul> <li>Length of one side: 130mm</li> <li>Height: 200mm</li> </ul> | 4.15 | EA | FVRATE20 | 1
Lab Equipment | B8A88997 | Triangular Flat Top Tripod Stand | <p>A mild steel tripod stand with a flat triangular top and plastic feet.</p> <ul> <li>Length of side: 125mm</li> <li>Height: 200mm&nbsp;</li> </ul> | 5.99 | EA | FVRATE20 | 1
Chemistry | B8A89096 | Combustion Tube 300mm OD 17mm Boro 11mm | <p>This combustion tube is made of Borosilicate Glass and is open at both ends. It is used for oxidation and reduction of chemical substances.</p> <ul> <li>Length: 300mm</li> <li>Outer Diameter: 17mm</li> <li>Bore: 11mm</li> </ul> | 3.75 | EA | FVRATE20 | 1
Chemistry | B8A89114 | Combustion Tube 300mm OD 22mm Boro 17mm | <p>This combustion tube is made of Borosilicate Glass and is open at both ends. It is used for oxidation and reduction of chemical substances.</p> <ul> <li>Length: 300mm</li> <li>Outer Diameter: 22mm</li> <li>Bore: 17mm</li> </ul> | 4.85 | EA | FVRATE20 | 1
Chemistry | B8A89138 | Combustion/Ignition Tube 25x150mm | <p>This combustion/ignition tube is used for the reduction of metal oxides with hydrogen. It has a small hole in the side of the lower end of the tube which allows for gas to escape. It is made of high quality Borosilicate Glass.</p> <ul> <li>Length: 150mm</li> <li>Diameter: 25mm</li> </ul> | 4.85 | EA | FVRATE20 | 1
Lab Equipment | B8A89485 | Borosilicate Tubing O.D 5mm Bore 3.4mm | <p>Light wall, Simax&reg; borosilicate glass, heat and chemical resisting.</p> <p>Softening point 810-830&deg;C.</p> <ul> <li>Bore 3.4mm</li> <li>Outer Diameter: 5mm</li> <li>Wall: 0.8mm</li> <li>Length: 0.5M</li> <li>Pack of 30 lengths</li> </ul> | 21.75 | P30 | FVRATE20 | 1
Lab Equipment | B8A89497 | Borosilicate Tubing O.D 6mm Bore 4mm | <p>Light wall, Simax&reg; borosilicate glass, heat and chemical resisting.</p> <p>Softening point 810-830&deg;C.</p> <ul> <li>Bore: 4mm</li> <li>Outer Diameter: 6mm</li> <li>Wall: 1mm</li> <li>Length: 500mm</li> <li>Pack of 30 Lengths</li> </ul> | 23.85 | P30 | FVRATE20 | 1
Lab Equipment | B8A89576 | Capillary Tubing O.D 6mm Bore 0.8mm | <p>Light wall, Simax&reg; borosilicate glass, heat and chemical resisting.</p> <p>Softening point 810-830&deg;C.</p> <ul> <li>Bore: 0.8mm</li> <li>Outer Diameter: 6mm</li> <li>Wall: 2.6mm</li> <li>Length: 500mm</li> <li>Pack of 10 Lengths</li> </ul> | 23.85 | P10 | FVRATE20 | 1
Lab Equipment | B8A89722 | PVC Tubing 8mm Bore 1.5mm Wall | <p>Transparent, Non-toxic PVC Tubing PVC - Resistant to acids, alkalis and continuous heat up to 60&deg;C.</p> <p>May be autoclaved up to 125&deg;C, returning to its original state on cooling.</p> <ul> <li>Bore 8mm</li> <li>Inner Diameter: 8mm</li> <li>Outer Diameter: 12mm</li> <li>Length: One Metre</li> </ul> | 1.19 | M | FVRATE20 | 1
Lab Equipment | B8A90098 | Tubing Adaptor Unequal Diameters | <p>To connect tubing of different internal diameters. Riffled limbs provide secure attachment. Suitable for tubing with internal diameters: 4 to 7mm and 7 to 12mm.</p> <ul> <li>Nominal OD: 4/6/8 &amp; 10/12mm</li> <li>Crest OD: max/min 3.7/8.2 7.0/11.8mm</li> <li>Bore: 1.6/4.6mm</li> <li>Material: Polypropylene</li> </ul> | 1.85 | EA | FVRATE20 | 1
Lab Equipment | B8A90463 | 14mm Visking Tubing 5m | <p>A cellulose based, selectively permeable material, in tube form, which can be used to demonstrate osmosis and dialysis separation techniques.</p> <ul> <li>Molecular weight cut off (MCO) 1200-1400 Daltons.</li> <li>14mm diameter.</li> <li>5 metre length</li> </ul> <p>Visking tubing is also known as dialysis tubing.&nbsp; It should be stored in a re-sealable polythene bag to retain moisture.</p> | 31.95 | M 5 | FVRATE20 | 1
Lab Equipment | B8A90475 | 14mm Visking Tubing 30m | <p>A cellulose based, selectively permeable material, in tube form, which can be used to demonstrate osmosis and dialysis separation techniques. Retains molecules of molecular mass; 12-14 x 10.</p> <ul> <li>Molecular weight cut off (MCO) 1200-1400 Daltons.</li> <li>14mm diameter.</li> <li>30 metre length</li> </ul> <p>Visking tubing is also known as dialysis tubing.&nbsp; It should be stored in a re-sealable polythene bag to retain moisture.</p> | 89.95 | M30 | FVRATE20 | 1
Chemistry | B8A90505 | Watch Glasses Concave 70mm Dia P10 | <p>Concave, best quality watch glasses with ground edges. Excellent for general laboratory use. Can also be used as a weighing boat.</p> <ul> <li>Diameter: 70mm</li> <li>Pack of 10</li> </ul> <p>80mm Diameter also available (B8A90517).</p> | 3.35 | P10 | FVRATE20 | 1
Chemistry | B8A90517 | Watch Glasses Concave 80mm Dia P10 | <p>Concave, best quality watch glasses with ground edges. Excellent for general laboratory use. Can also be used as a weighing boat.</p> <ul> <li>Diameter: 80mm</li> <li>Pack of 10</li> </ul> <p>70mm Diameter also available (B8A90505).</p> | 4.05 | P10 | FVRATE20 | 1
Appliances | B8A90797 | Merit Water Still 3Kw 4 Litres Per Hr | <p>The Merit W4000 is the ideal choice for budget conscious laboratories that can't afford to compromise on quality. It combines economy and high performance with a host of other features which comparable stills cannot match. Built in acid addition funnel and drain stopcock allow easy descaling without dismantling the glassware. The unique condenser design ensures that the droplets of distilled water remain in contact with the cooling coil for the longest possible time producing cold distilled water and pre-heating the boiler feed to increase efficiency. Screw threads are incorporated on all water connections so hoses can be fitted and removed easily and safely without risk of breakage. Safety features include two independent safety thermostats to prevent over heating in the event of failure of the water supply. The stand is pre-drilled to facilitate wall mounting.</p> <p>The borosilicate glass boiler is fitted with a 3kW chromium plated heater, producing distillate flow rates of up to 4 litres per hour which is ideal for the busy laboratory. Its robust metal stand allows A thermostatic cut-out has been incorporated in its design.</p> <ul> <li>Non-Automated System - Does not have an auto cut off function</li> <li>Output: 4 litres per hour</li> <li>Water consumption: 1 litre per minute</li> <li>Distillate: Pyrogen-free</li> <li>Conductivity: 2.0 - 3.0 &micro;Scm-1</li> <li>Temperature: 25-35&deg;C</li> <li>Electrical supply: 220-240V, 50-60Hz</li> <li>Dimensions: 470 x 150 x 450mm, width x depth x height</li> <li>Mass: 6kg</li> </ul> | 1150.95 | EA | FVRATE20 | 1
Appliances | B8A90803 | 3Kw Heater (Spare) | <p>Replacement heater element for the Stuart Merit Water Still W4000</p> <ul> <li>3kW</li> <li>240V</li> </ul> | 514.99 | EA | FVRATE20 | 1
Appliances | B8A90815 | Boiler For Merit Water Still | <p>Replacement Boiler For Stuart Merit Water Still (W4000/B) </p> | 325.95 | EA | FVRATE20 | 1
Appliances | B8A90839 | Distinction Water Still D4000 Bibby | <p>The Distinction D4000 is a simple glass water still with a silica sheathed heating element which ensures top purity distillate at an economical price.</p> <ul> <li>Designed to give a reliable performance and has an output of 4 litres per hour of high quality distilled water.</li> <li>The unique condenser design ensures that the droplets of distilled water remain in contact with the cooling coil for the longest possible time producing cold distilled water and pre-heating the boiler feed to increase efficiency.</li> <li>The Distinction is supplied complete with a 'reservoir level control' which fits into the distillate collecting vessel and will turn off the heating element when the vessel is full. Prevents overflow if the still is inadvertently left switched on when unattended. With two independent safety thermostats to prevent over heating in the event of an interruption to the water supply.</li> <li>A built in PTFE drain stopcock and acid funnel allow easy cleaning without dismantling the glassware which protect the still from overheating in the event of cooling water supply failure, or loss of water from the boiler.</li> <li>The condenser is fitted with screw thread connections for safe and simple hose fitting and removal without risk of breakage.</li> <li>The still can be wall or bench mounted. The stand is pre-drilled to facilitate wall mounting.</li> <li>The Distinction complies fully with IEC1010-1/ENG1010-1:1993 and carries the CE mark.</li> </ul> <p><strong>Specification:</strong></p> <ul> <li>Output: 4 litres per hour</li> <li>Water supply: Minimum flowrate 1 litre per min, Min pressure 0.2 x 105 Nm-2 (3 psi)</li> <li>Distillate quality: Pyrogen free, Conductivity 1.0-2.0&micro;Scm-1,</li> <li>Temperature of water: 25-35&deg;C</li> <li>Element power: 3kW, silica sheathed</li> <li>Electrical supply: 220-240V, 50-60Hz Single phase</li> <li>Dimensions: 540 x 160 x 410mm, width x depth x height</li> <li>Mass: 6.5kg</li> </ul> | 1853.95 | EA | FVRATE20 | 1
Appliances | B8A90840 | Water Still Bibby Aquatron Model A4000 | <p>An electronic controlled water still from Stuart which is capable of producing a high quality distillate. This model gives outputs of 4 litres/hour single distilled water. The high quality borosilicate glassware coupled with silica sheathed heaters gives pyrogen free distillate of the highest purity from virtually any raw water supply (conductivity less then 2&micro;s/cm).</p> <p>The still has a unique double pitch coil condenser which produces a low temperature distillate around 25-35&deg;C, allowing immediate use. The unique condenser design ensures that the droplets of distilled water remain in contact with the cooling coil for the longest possible time ensuring maximum energy transfer. This produces cold distilled water ready for immediate use and pre-heats the boiler feed to increase efficiency.</p> <p>A flow sensing device will detect any reduction in the flow of cooling water to below the required level and will turn off the still before it can overheat. Sensing the flow of cooling water rather than its pressure is safer and allows the still to run normally on low pressure supplies down to 3psi (20kPa). As a fail-safe device there is an over-temperature thermostat mounted in the boiling chamber.</p> <p>A level control device automatically turns off the heater and water supply when the reservoir is full. The control is a simple and effective system which can be fitted to virtually any type of reservoir vessel. It will turn the still off when the reservoir is full and restart it when the level in the reservoir drops as distilled water is removed for use making it fully automatic water purification</p> <p>The still has two safety cut-out devices for protection in the event of coolant or water feed failure.</p> <p>All glass construction allows rapid descaling using strong mineral acids. A built in "clean" function and integral acid addition funnel make the cleaning operation simple and safe with no need to dismantle any of the glassware. A large bore stopcock with PTFE key is fitted for easy draining of chemicals after cleaning.</p> <p>The Aquatron is very easy and safe to assemble and maintain. Both the acrylic safety screen and the cabinet lid are removable giving unrivalled access to the glassware components. Screw threads are incorporated on all water connections so hoses can be fitted and removed easily and safely without risk of breakage. Every Aquatron&reg; water still is supplied with a reservoir level control.</p> <p>The still is easily installed and can be wall or bench mounted. It is supplied with easy to fit wall mounting bracket.</p> <p>Features push button switches for ease of operation.</p> <p>It can be used with pre-treated water by using a water feed kit (optional extra).</p> <p><strong>Specification:</strong></p> <ul> <li>Automated System - automatically turns off the heater and water supply when the reservoir is full.</li> <li>Output: 4 litres per hour</li> <li>Pyrogen content: Nil</li> <li>pH: at 20&deg;C 5.0 to 6.5</li> <li>Conductivity: 1 to 2&micro;S/cmbr</li> <li>Resistivity: at 20&deg;C Mohm /cm3</li> <li>Temperature: 25-35&deg;C</li> <li>Water supply: 1 litre per minute, 3 - 100 psi</li> <li>Power: 220-240V, 50-60Hz, 13A fused</li> <li>Dimensions: 550 x 240 x 410mm, width x depth x height</li> <li>Automated Cut-off</li> <li>Can operate standing on the laboratory bench or be wall mounted.</li> <li>Supplied with easy to fit wall mounting bracket.</li> </ul> | 3269.99 | EA | FVRATE20 | 1
Lab Equipment | B8A90929 | COPPER WIRE TINNED PVC COVERED. | <p>Copper Wire, Tinned, PVC Covered - Green</p> <ul> <li>Standard 0.6mm solid core equipment wire</li> <li>Length: 100m</li> </ul> | 15.49 | LMK | FVRATE20 | 1
Lab Equipment | B8A91698 | Waterproof pH Meter pHEP4 | <p>Water resistant, accurate and portable, this handy little pocket meter is a 'go anywhere' pH tester, with a replaceable electrode. Also designed to float if accidentally dropped into water.</p> <p>Dual LCD showing pH and temperature readings simultaneously.</p> <p>The exposed temperature sensor provides fast response time.</p> <p>For convenience the pH readings can be held on the LCD using the HOLD button and the meter will automatically switch itself off to preserve battery life.</p> <p>Calibration is automatic (1 or 2 points) using push buttons with a choice of five buffer values.</p> <p>The pH electrode has a protective cap and a non-clogging fibre reference junction for long life. It can be easily replaced by the user by simply plugging in a new one.</p> <ul> <li>Supplied complete with electrode, electrode removal tool, batteries and instructions.</li> </ul> <p><strong>Specification:</strong></p> <ul> <li>pH Range: -2.0 to 16.0 pH</li> <li>pH Resolution - 0.1 pH</li> <li>pH Accuracy: &plusmn;0.1pH</li> <li>pH Calibration: Automatic, at 1 or 2 points with 2 sets of memorised buffers(pH 4.01 / 7.01 / 10.01 or pH 4.01 / 6.86 / 9.18)</li> <li>Temperature Range: -5.0 to 60.0&deg;C / 23.0 to 140.0&deg;F</li> <li>Temperature Resolution: 0.1&deg;C / 0.1&deg;F</li> <li>Temperature Accuracy: &plusmn;0.5&deg;C / &plusmn;1&deg;F</li> <li>Temperature Compensation: Automatic</li> <li>Battery Type: 4 x 1.5V</li> <li>Auto-off after 8 minutes of non-use</li> <li>Environment: -5 to 50&deg;C (23 to 122&deg;F); RH max 100%</li> </ul> | 149.95 | EA | FVRATE20 | 1
Biology | B8A91923 | THE GRAM STAIN KIT | <p>First developed in 1884 by Christian Gram, the Gram Stain is a fundamental technique used to identify and classify bacteria. In this instance, bacteria are stained with Crystal Violet and Grams Iodine and counterstained with Phenyl Fuschin. </p> <p>Gram positive bacteria retain the crystal violet and Iodine complex and are stained blue, whilst Gram negative bacteria are counterstained red. The teaching notes have been designed for the teacher with little experience in handling micro-organisms and include step by step diagrams of the practical procedure and the whole experiment can be done in one lesson. </p> <p>The accompanying booklet entitled ';Safe Handling of Micro-organisms' includes full instructions on safety, aseptic technique, culturing and disposal. </p> <p>The Gram Stain Kit contains: </p> <ul> <li>Escherichia coli culture</li> <li>Staphylococcus albus culture</li> <li>Crystal Violet stain</li> <li>Grams Iodine stain</li> <li>Phenol-Fuschin stain</li> <li>Dropping bottles for alcohol</li> <li>Full teaching notes</li> </ul> <p>In addition, the following equipment is required: </p> <ul> <li>Distilled water</li> <li>Inoculating loop</li> <li>Alcohol</li> <li>Glass microscope slides</li> <li>Filter paper</li> <li>Forceps</li> <li>Bunsen Burner</li> <li>A microscope fitted with a x100 oil immersion objective to view the prepared slide.</li> </ul> | 68.25 | KIT | FVRATE20 | 1
Glassware, Plastics & Ceramics | B8A93403 | Deep Flat Bottom Evap Basin 62ml | <p>Deep form flat bottom porcelain evaporating basin. With spout, glazed inside and outside.</p> <ul> <li>Capacity: 62ml</li> <li>Pack Size: Each</li> </ul> | 10.55 | EA | FVRATE20 | 1
Glassware, Plastics & Ceramics | B8A93415 | Deep Flat Bottom Evap Basin 93ml | <p>Deep form porcelain evaporating basin. Flat bottom with spout, glazed inside and outside.</p> <ul> <li>Capacity: 93ml</li> <li>Pack Size: Each</li> </ul> | 11.59 | EA | FVRATE20 | 1
Chemistry | B8B59669 | pH4 Buffer Solution Red 5L | <p>Supplied as 5 Litre Solution, red in colour.</p> <ul> <li>pH: 4</li> <li>Colour: Red</li> <li>Pack Size: 5L</li> </ul> | 11.7 | VLG | FVRATE20 | 1
Chemistry | B8B59682 | pH7 Buffer Solution Yellow 5L | <p>Supplied as 5 litre solution, yellow in colour.</p> <ul> <li>pH: 7</li> <li>Colour: Yellow</li> <li>Pack Size: 5L</li> </ul> | 11.95 | VLG | FVRATE20 | 1
Glassware, Plastics & Ceramics | B8B93215 | Syring Disposable Leur fit Sterile 1ml | <p>These disposable sterile syringes have a translucent plastic barrel, graduated in millilitres, with a Luer fitting. Not suitable for use with paraldehyde. Good for general laboratory use including measuring and dispensing solutions. </p> <ul> <li>Supplied without needle</li> <li>Volume: 1ml</li> <li>Pack of 100 </li> </ul> | 19.09 | PHA | FVRATE20 | 1
Glassware, Plastics & Ceramics | B8B93239 | Syringes Disposable Sterile Luer fit 5ml | <p>These disposable sterile syringes have a translucent plastic barrel, graduated in millilitres, with a Luer fitting. Not suitable for use with paraldehyde. Good for general laboratory use including measuring and dispensing solutions. </p> <ul> <li>Supplied without needle</li> <li>Volume: 5ml</li> <li>Pack of 100</li> </ul> | 13.69 | PHA | FVRATE20 | 1
Glassware, Plastics & Ceramics | B8B93240 | Syringes Disposable Steril Luer Fit 10ml | <p>These disposable sterile syringes have a translucent plastic barrel, graduated in millilitres, with a Luer fitting. Not suitable for use with paraldehyde. Good for general laboratory use including measuring and dispensing solutions. </p> <ul> <li>Supplied without needle</li> <li>Volume: 10ml</li> <li>Pack of 100</li> </ul> | 24.35 | PHA | FVRATE20 | 1
Chemistry | B8C06921 | Potassium Manganate(VII) 0.02M (0.1N) | <ul> <li>Alternative name: Potassium Permanganate</li> <li>Molecular Weight: 158.03g/mol</li> <li>CAS Number: 7722-64-7</li> <li>Hazard: H411</li> <li>Precaution: P273,P391,P305+P351+P338,P501</li> </ul> | 13.5 | VLE | FVRATE20 | 1
Lab Equipment | B8C14899 | Stuart Dig Melting Point Apparatus Smp10 | <p>The SMP10 has been designed with safety and ease of operation in mind making it ideal for use in education. The temperature is selected, measured and displayed digitally eliminating the need for a thermometer. Easy to follow instructions are printed on the front panel. Viewing is via an illuminated magnifying lens, two samples can be observed simultaneously. The viewing cover is easily removed to allow access to the bulb and for cleaning. The heating block is behind a protective screen and is designed to heat quickly and remains at the selected plateau temperature until the user is ready to start the test. A large LED display makes reading the temperature easy and three LEDs show the user the state of the sample. For unknown readings the unit can be set for rapid heating (20&deg;C per minute) to a set level and then to a slower rate of heating (2&deg;C per minute) nearer the melting point. This unit has extendable feet, allowing the user to view samples at an optimum angle. When not in use the feet fold away to make the unit easier to store. Each unit is supplied with an individual calibration certificate showing actual temperature accuracy.</p> <ul> <li>Number of samples: 2</li> <li>Temperature range: Ambient to 300&deg;C</li> <li>Temperature resolution: 1&deg;C</li> <li>Temperature accuracy: &plusmn;1% of display temperature</li> <li>Display: Three digit LED</li> <li>Sensor: PT100</li> <li>Ramp rates: 20&deg;C per minute to plateau. 2&deg;C per minute to melt</li> <li>Overall Size: (W)160 x (D)220 x (H)170mm</li> <li>Mass: 1.8kg</li> </ul> | 729.95 | EA | FVRATE20 | 1
Physics | B8C53157 | Conducting Putty 100G Approx | <p>Conducting putty is a unique and versatile aid to teaching the topic of resistivity and the dependence of resistance on length and cross-sectional area of the conductor.</p> <p>The material is supplied in 'blobs' of approximately 100g in mass.</p> <p>A conductive putty cylinder 60mm long and 20mm in diameter has a resistance of about 20&Omega;. Coins or washers placed on the ends of the cylinder can be used to connect it into a circuit. By altering the length and diameter in simple multiples, the relationship can quickly be established.</p> <p>The substance is harmless, but messy, so plastic gloves are supplied for handling the putty.</p> | 22.85 | EA | FVRATE20 | 1
Lab Equipment | B8E64235 | Brass Masses Set 1000g | <p>A set of brass slotted masses with a hanger.</p> <ul> <li>Nine slotted masses, each 100g, plus 100g hanger</li> <li>Hanger Height: 180mm</li> <li>Mass Diameter: 38mm</li> </ul> | 20.45 | EA | FVRATE20 | 1
Environmental Science | B8E95025 | Magnifiers Dia 32mm Mag x5 P10 | <p>Handheld magnifiers with optical quality acrylic lenses for a crisp, clear image.</p> <ul> <li>Lens Diameter: 32mm</li> <li>Magnification: 5X</li> <li>Pack of 10</li> </ul> | 9.75 | P10 | FVRATE20 | 1
Biology | B8F55885 | Enzyme - Bacterial A Amylase | <p>Bacterial a Amylase - 50g</p> <p><strong>Please note that none of our enzymes are to be considered as being of Food Grade Standard and are not fit for human consumption.&nbsp; They are only suitable for use in education.</strong></p> <ul> <li>Working Concentration: 0.5 - 1%</li> <li>pH range: 5.5 - 8.5</li> <li>Temperature range: 20 - 70&deg;C</li> <li>Substrate: 2% Starch</li> <li>Source: Bacillus subtilis</li> <li>Contains reducing sugars</li> </ul> <p>It's good practice to store enzymes in a refrigerator (5&deg;C approx.). This should give a shelf life of 12 months without significant loss of activity.</p> <p>All enzymes, as supplied, should be considered as 100% (unless otherwise specified) for example:</p> <ul> <li>Cellulase is supplied as 2g powder - 1g in 100ml gives a 1% working solution</li> <li>Pectinase supplied as 100ml - 1ml diluted to 100ml gives a 1% solution.</li> </ul> <p>Glossary:</p> <ul> <li>pH - Recommended range for maximum activity</li> <li>Temperature - recommended range for maximum activity</li> <li>Working Concentration - dilution of the Enzyme (as supplied) to this level should give an acceptable reaction time.</li> <li>Substrate - substance to be reacted with the Enzyme, and appropriate concentration</li> <li>Source - origin of the Enzyme</li> </ul> | 33.65 | MGP | FVRATE20 | 1
Biology | B8F55897 | Urease Active Meal Source Jackbeans 25g | <p>Urease - 25g</p> <p><strong>Please note that none of our enzymes are to be considered as being of Food Grade Standard and are not fit for human consumption.&nbsp; They are only suitable for use in education.</strong></p> <ul> <li>Working Concentration: 1 - 2%</li> <li>pH range: 6 - 9</li> <li>Temperature range: 20 - 70&deg;C</li> <li>Substrate: 1 - 2% Urea</li> <li>Product: Ammonia and CO2</li> <li>Source: Jackbeans</li> </ul> <p>It's good practice to store enzymes in a refrigerator (5&deg;C approx.). This should give a shelf life of 12 months without significant loss of activity.</p> <p>All enzymes, as supplied, should be considered as 100% (unless otherwise specified) for example:</p> <ul> <li>Cellulase is supplied as 2g powder - 1g in 100ml gives a 1% working solution</li> <li>Pectinase supplied as 100ml - 1ml diluted to 100ml gives a 1% solution</li> </ul> <p>Glossary:</p> <ul> <li>pH - Recommended range for maximum activity</li> <li>Temperature - recommended range for maximum activity</li> <li>Working Concentration - dilution of the Enzyme (as supplied) to this level should give an acceptable reaction time.</li> <li>Substrate - substance to be reacted with the Enzyme, and appropriate concentration</li> <li>Product - substance produced by breakdown of the substrate</li> <li>Source - origin of the Enzyme</li> </ul> | 34.4 | MGM | FVRATE20 | 1
Environmental Science | B8F56051 | Key To Woodland Plants | <p>This guide provides users through a simple key to help them to identify the plants and animals that they find. Text on the reverse side of the charts provides further information. Splash proof and wipe clean for outdoor use. They are small enough to take into the field as the charts fold to B5 size (approximate size: 240 x 180mm).</p> <p>The Field Study Council Woodland plants guide features 41 flowering plants of woods and forests.</p> <p>Beautiful colour illustrations show the key identification features of each plant, including flowers, leaves and stems. The authors have grouped the paintings by flower colour: yellow, red, white and blue. Use this concise fold-out guide to quickly put a name to the flowers that you see.</p> <p>But what if you find a plant that is not in flower? Based on the authors' many years of teaching botanical students, traditional wild flower guides are not much help here. So we've included a vegetative key to plants of woodland. This is a full identification key based on leaf characteristics.</p> <p>A springtime visit to a woodland is a fantastic botanical experience. From bluebell to wood sage, and dog's mercury to yellow archangel, many plants flower before the leaf canopy closes. But there are plenty of woodland plants to see in the summer as well, particularly in rides and clearings.</p> | 5.05 | EA | FVRATE20 | 1
Chemistry | B8F59099 | Shapes Of Molecules (8 Model) Set | <p>This set contains sufficient parts to make eight atomic models. Each model is an example of the different orientations of the bonds and cover co-ordination numbers 1 to 6. The atom cores are represented by the standard Molymod® atom parts, and the atomic and molecular orbital parts by colour- coded, matt or pastel-coloured pieces. Lone pairs are represented by brown spheres or brown pear shaped parts. The latter is useful as protonated models of NH<sub>4</sub>+ and H<sub>3</sub>O+ may be built thus demonstrating Acid/Base theory. </p> <p>Contents: </p> <ul> <li>Hydrogen Chloride</li> <li>Beryllium Chloride</li> <li>Water</li> <li>Boron Trihydride</li> <li>Ammonia</li> <li>Methane</li> <li>Phosphorus Pentachloride</li> <li>Sulphur Hexafluoride</li> </ul> <p> </p> | 19.39 | EA | FVRATE20 | 1
Chemistry | B8F59118 | Molecular Orbital Organic Structures Set | <p>This set consists of sufficient parts to make models of benzene, ethane, ethene and ethyne. The atom cores are represented by the standard Molymod® atom parts, and the atomic and molecular orbital parts by colour-coded, matt or pastel-coloured pieces. These exclusively designed models help to demonstrate both sigma-bonding and pi-bonding and therefore the concept of electron delocalisation and orbital hybridisation. </p> <p>Atoms: </p> <ul> <li>2 x carbon (6 holes)</li> <li>8 x carbon (5 holes)</li> <li>2 x carbon (4 holes)</li> <li>18 x hydrogen (1 hole) </li> </ul> <p>Bonds: </p> <ul> <li>9 x carbon-carbon (oval shaped) sigma-bonds</li> <li>18 x carbon-hydrogen (pear shaped) sigma-bonds</li> <li>9 x pi-bonds (21 pink and 21 purple pieces).</li> </ul> | 34.85 | EA | FVRATE20 | 1
Primary Science | B8F60303 | Dental Care Model | <p>This large scale, detailed model is held together with a bendable wire spring and is ideal for demonstrating the correct way to brush your teeth and gums. Includes a giant, soft bristle toothbrush and giant teeth.</p> | 29.99 | EA | FVRATE20 | 1
Chemistry | B8F75422 | Water Deionised 5L | <ul> <li>Molecular Weight: 18.02g/mol</li> <li>CAS Number: 7732-18-5</li> </ul> | 6.35 | VLG | FVRATE20 | 1
Chemistry | B8F75434 | Water Deionised 25L | <ul> <li>Molecular Weight: 18.02g/mol</li> <li>CAS Number: 7732-18-5</li> </ul> <p>Larger quantities will carry an extra delivery charge</p> | 17.35 | VLP | FVRATE20 | 1
Chemistry | B8F75501 | Ethanal (Acetaldehyde) 500ml | <ul> <li>Alternative Name: Acetaldehyde</li> <li>Molecular Weight: 44.05g/mol</li> <li>CAS Number: 75-07-0</li> <li>Hazard: H224,H319,H335,H351</li> <li>Precaution: P210,P261,P281,P305+P351+P338</li> </ul> <p>Price includes Chemical freight surcharge</p> <p>*International delivery is priced on application, please contact Customer Services for a quotation.&nbsp;</p> | 59.6 | VMV | FVRATE20 | 1
Chemistry | B8F75513 | Acetic Acid Glacial (Ethanoic acid)500ml | <ul> <li>Alternative name: Ethanoic Acid</li> <li>Molecular Weight: 60.05g/mol</li> <li>CAS Number: 64-19-7</li> <li>Hazard: H226,H314</li> <li>Precaution: P210,P241,P260,P280,P301+P330+P331,P303+P361+P353</li> </ul> | 6.35 | VMV | FVRATE20 | 1
Chemistry | B8F75537 | Acetic Acid Glacial AR 500ml | <ul> <li>Alternative name: Ethanoic Acid</li> <li>Molecular Weight: 60.05g/mol</li> <li>CAS Number: 64-19-7</li> <li>Hazard: H226,H314</li> <li>Precaution: P210,P241,P260,P280,P301+P330+P331,P303+P361+P353</li> </ul> | 7.4 | VMV | FVRATE20 | 1
Chemistry | B8F75574 | Propanone (Acetone) 2.5L | <ul> <li>Alternative name: Acetone</li> <li>Molecular Weight: 58.08g/mol</li> <li>CAS Number: 67-64-1</li> <li>Hazard: H225,H319,H336,EUH066</li> <li>Precaution: P210,P261,P305+P351+P338</li> </ul> <p>Price includes Chemical freight surcharge</p> <p>*International delivery is priced on application, please contact Customer Services for a quotation.&nbsp;</p> | 50.15 | VLE | FVRATE20 | 1
Chemistry | B8F75598 | Propanone AR (Acetone) 2.5L | <ul> <li>Alternative name: Acetone</li> <li>Molecular Weight: 58.08g/mol</li> <li>CAS Number: 67-64-1</li> <li>Hazard: H225,H319,H336,EUH066</li> <li>Precaution: P210,P261,P305+P351+P338</li> </ul> <p>Price includes Chemical freight surcharge</p> <p>*International delivery is priced on application, please contact Customer Services for a quotation.&nbsp;</p> | 49.55 | VLE | FVRATE20 | 1
Chemistry | B8F75665 | Ammonia Solution 35% AR 2.5L | <ul> <li>Alternative name: Ammonium Hydroxide</li> <li>Molecular Weight: 17.03g/mol</li> <li>CAS Number: 1336-21-6</li> <li>Hazard: H314,H400</li> <li>Precaution: P273,P280,P305+P351+P338,P310</li> </ul> | 11.5 | VLE | FVRATE20 | 1
Chemistry | B8F75689 | Ammonium Carbonate 500g | <ul> <li>Molecular Weight: 96.09g/mol</li> <li>CAS Number: 506-87-6</li> <li>Hazard: H302</li> <li>Precaution: P301+P312+P330</li> </ul> | 8.2 | MGX | FVRATE20 | 1
Chemistry | B8F75690 | Ammonium Chloride 500g | <ul> <li>Molecular Weight: 53.49g/mol</li> <li>CAS Number: 12125-02-9</li> <li>Hazard: H302,H319</li> <li>Precaution: P305+P351+P338</li> </ul> | 5 | MGX | FVRATE20 | 1
Chemistry | B8F75768 | Ammonium Molybdate-4-Water AR 100g | <ul> <li>Alternative name: Ammonium Heptamolybdate</li> <li>Molecular Weight: 1235.86g/mol</li> <li>CAS Number: 12054-85-2</li> <li>Hazard: H315,H319,H335</li> <li>Precaution: P261,P305+P351+P338</li> </ul> | 19.25 | EA | FVRATE20 | 1
Chemistry | B8F75926 | Anti-Bumping Granules (Alumina) 250g | <ul> <li>Alternative Name: Glass Beads, Alumina</li> <li>CAS No: 1344-28-1</li> </ul> <p>Used particularly in A-Level Chemistry to prevent solutions bubbling over during heating.</p> | 5.4 | MGV | FVRATE20 | 1
Chemistry | B8F75975 | Barium Chloride-2-Water 500g | <ul> <li>Molecular Weight: 244.77g/mol</li> <li>CAS Number: 10326-27-9</li> <li>Hazard: H301,H332</li> <li>Precaution: P301+P310+P330,P304+P340+P312</li> </ul> | 12.35 | MGX | FVRATE20 | 1
Chemistry | B8F76098 | Bromothymol Blue Solution 500ml | <p>Bromothymol Blue in 0.04% ethanol solution </p> <ul> <li>Molecular Weight: 624.38g/mol</li> <li>CAS No: 76-59-5</li> <li>Hazard: H226</li> <li>Precaution: P210, P243, P280</li> </ul> | 8.19 | VMV | FVRATE20 | 1
Chemistry | B8F76104 | Butan-1-ol (n-Butyl alcohol) 2.5L | <ul> <li>Alternative name: n-Butyl Alcohol</li> <li>Molecular Weight: 74.12g/mol</li> <li>CAS Number: 71-36-3</li> <li>Hazard: H226,H302,H315,H318,H335,H336</li> <li>Precaution: P210,P241,P280,P301+P312,P302+P352,P303+P361+P353</li> </ul> | 15.75 | VLE | FVRATE20 | 1
Chemistry | B8F76268 | Calcium Chloride-6-Water 500g | <ul> <li>Molecular Weight: 219.08g/mol</li> <li>CAS Number: 7774-34-7</li> <li>Hazard: H319</li> <li>Precaution: P280,P305+P351+P338</li> </ul> | 22.75 | MGX | FVRATE20 | 1
Chemistry | B8F76463 | 2-Hydroxypropane-123-Tricarboxylic Acid | <ul> <li>Alternative name: Citric Acid</li> <li>Molecular Weight: 210.14g/mol</li> <li>CAS Number: 5949-29-1</li> <li>Hazard:H319,</li> <li>Precaution: P305+P351+P338,P309, P310</li> </ul> | 5.75 | MGX | FVRATE20 | 1
Chemistry | B8F76487 | 2-Hydroxypropane123Tricarboxylic Acid AR | <ul> <li>Alternative name: Citric Acid</li> <li>CAS No: 5949-29-1</li> <li>Molecular Weight: 210.14g/mol</li> <li>Hazard: H315,</li> <li>Precaution: P305+P351+P338,P309,P310</li> </ul> | 15.05 | MGX | FVRATE20 | 1
Chemistry | B8F76530 | Copper(II) Sulfate-5-Water 500g | <ul> <li>Alternative name: Cupric Sulphate</li> <li>Molecular Weight: 249.68g/mol</li> <li>CAS Number: 7758-99-8</li> <li>Hazard: H302,H315,H319,H410</li> <li>Precaution: P273,P305+P351+P338, P301+P312+P330,P501</li> </ul> | 6.15 | MGX | FVRATE20 | 1
Chemistry | B8F76657 | Dichloromethane(Methylene Chloride)500ml | <ul> <li>Alternative name: Methylene Chloride</li> <li>Molecular Weight: 84.93g/mol</li> <li>CAS Number: 75-09-2</li> <li>Hazard: H351</li> <li>Precaution: P201,P202,P281,P308+P313,P405,P501</li> </ul> | 8.4 | VMV | FVRATE20 | 1
Chemistry | B8F76669 | Dichloromethane (Methylene Chloride)2.5L | <ul> <li>Alternative name: Methylene Chloride</li> <li>Molecular Weight: 84.93g/mol</li> <li>CAS Number: 75-09-2</li> <li>Hazard: H351</li> <li>Precaution: P201,P202,P281,P308+P313,P405,P501</li> </ul> | 17.65 | VLE | FVRATE20 | 1
Chemistry | B8F76864 | Ethanol Absolute AR (Ethyl Alcohol)500ml | <ul> <li>Duty Paid</li> <li>Alternative name: Ethyl Alcohol</li> <li>Molecular Weight: 46.07g/mol</li> <li>CAS Number: 64-17-5</li> <li>Hazard: H225</li> <li>Precaution: P210</li> </ul> | 45.8 | VMV | FVRATE20 | 1
Chemistry | B8F76899 | Ethanol mineralised 90% v/v (64 OP)2.5L | <p>Blue in colour</p> <ul> <li>Duty Paid</li> <li>Alternative name: Ethyl Alcohol, Mineralised Methylated Spirit&nbsp;</li> <li>Molecular Weight: 46.07g/mol</li> <li>CAS Number: 64-17-5</li> <li>Hazard:H225</li> <li>Precaution: P210</li> </ul> <p>Price includes Chemical freight surcharge</p> <p>*International delivery is priced on application, please contact Customer Services for a quotation.&nbsp;</p> | 44.9 | VLE | FVRATE20 | 1
Chemistry | B8F76931 | Ethanol Industrial 99% IDA (74 OP) 2.5L | <p><strong>Please Note: A license is required for schools to purchase more than 5 Litres per year of this item.&nbsp; If a license has already been supplied to us, no further action is required.</strong></p> <p><strong>If one has not been supplied, please send a copy to us before placing an order via enquiries@philipharris.co.uk </strong></p> <p><strong>School licenses can be obtained from HMRC.</strong></p> <ul> <li>Duty Paid</li> <li>Alternative name: IMS, Industrial Methylated Spirits, IDA</li> <li>Molecular Weight: 46.07g/mol</li> <li>CAS Number: 64-17-5</li> <li>Hazard: H225</li> <li>Precaution: P210</li> </ul> <p>Price includes Chemical freight surcharge</p> <p>*International delivery is priced on application, please contact Customer Services for a quotation.&nbsp;</p> | 44.59 | VLE | FVRATE20 | 1
Chemistry | B8F77089 | Iron(II) Sulfate-7-Water 500g | <ul> <li>Alternative name: Ferrous Sulphate</li> <li>Molecular Weight: 278.01g/mol</li> <li>CAS Number: 7782-63-0</li> <li>Hazard: H302</li> </ul> | 9.65 | MGX | FVRATE20 | 1
Chemistry | B8F77108 | Iron(II) Sulfate-7-Water AR 500g | <ul> <li>Alternative name: Ferrous Sulphate</li> <li>Molecular Weight: 278.01g/mol</li> <li>CAS Number: 7782-63-0</li> <li>Hazard: H302</li> </ul> | 10.6 | MGX | FVRATE20 | 1
Chemistry | B8F77119 | Methanal 40% (Formaldehyde) 2.5L | <ul> <li>Alternative name: Formaldehyde</li> <li>Molecular Weight: 30.03g/mol</li> <li>CAS Number: 50-00-0</li> <li>Hazard: H301+H311+H331,H314,H317,H341,H350,H370</li> <li>Precaution: P201,P280,P303+P361+P353,P304+P340+P310,P305+P351+P338,P308+P310</li> </ul> | 17.5 | VLE | FVRATE20 | 1
Chemistry | B8F77157 | D(-) Fructose (Laevulose) 100g | <ul> <li>Alternative name: Laevulose</li> <li>Molecular Weight: 180.16g/mol</li> <li>CAS Number: 57-48-7</li> </ul> | 3.95 | EA | FVRATE20 | 1
Chemistry | B8F77169 | D(+) Glucose Anhydrous 500g | <ul> <li>Molecular Weight: 180.16g/mol</li> <li>CAS Number: 50-99-7</li> </ul> | 8.35 | MGX | FVRATE20 | 1
Chemistry | B8F77194 | Propane-1 2 3-triol (Glycerol) 500ml | <ul> <li>Alternative name: Glycerol</li> <li>Molecular Weight: 92.09g/mol</li> <li>CAS Number: 56-81-5</li> <li>Hazard: H319</li> <li>Precaution: P305+P351+P338</li> </ul> | 7.55 | VMV | FVRATE20 | 1
Chemistry | B8F77200 | Propane-1 2 3-triol (Glycerol) 2.5L | <ul> <li>Alternative name: Glycerol</li> <li>Molecular weight: 92.09g/mol</li> <li>CAS Number: 56-81-5</li> <li>Hazard: H319</li> <li>Precaution: P305+P351+P338</li> </ul> | 24.25 | VLE | FVRATE20 | 1
Chemistry | B8F77364 | Hydrochloric Acid 1.0M 2.5L | <ul> <li>Molecular Weight: 36.46g/mol</li> <li>CAS Number: 7647-01-0</li> <li>Hazard: H315,H319,H335</li> <li>Precaution: P261,P305+P351+P338</li> </ul> | 9.65 | VLE | FVRATE20 | 1
Chemistry | B8F77388 | Hydrochloric Acid 0.5M 2.5L | <ul> <li>Molecular Weight: 36.46g/mol</li> <li>CAS Number: 7647-01-0</li> <li>Hazard: H315,H319,H335</li> <li>Precaution: P261,P305+P351+P338</li> </ul> | 15.79 | VLE | FVRATE20 | 1
Chemistry | B8F77399 | Hydrochloric Acid 0.1M 2.5L | <ul> <li>Molecular Weight: 36.46g/mol</li> <li>CAS Number: 7647-01-0</li> <li>Hazard: H315,H319,H335</li> <li>Precaution: P261,P305+P351+P338</li> </ul> | 9.15 | VLE | FVRATE20 | 1
Chemistry | B8F77467 | Hydrogen Peroxide (100 vol) 30%w/v 500ml | <p><strong>Please note this product is restricted and now requires authorisation to purchase. Please contact our customer service team by phone or e-mail who will be able to assist you further.</strong></p> <ul> <li>Molecular Weight: 34.01g/mol</li> <li>CAS Number: 7722-84-1</li> <li>Hazard: H302,H315,H318,H335</li> <li>Precaution: P261,P280,P301+P312,P302+P352,P304+P340,P305+P351+P338</li> </ul> | 6.55 | VMV | FVRATE20 | 1
Chemistry | B8F77510 | Iodine Resublimed 100g | <ul> <li>Molecular Weight: 253.81g/mol</li> <li>CAS Number: 7553-56-2</li> <li>Hazard: H332,H312,H400</li> <li>Precaution: P273,P280</li> </ul> | 34.55 | EA | FVRATE20 | 1
Chemistry | B8F77522 | Iodine AR 100g | <ul> <li>Molecular Weight: 253.81g/mol</li> <li>CAS Number: 7553-56-2</li> <li>Hazard: H332,H312,H400</li> <li>Precaution: P273,P280</li> </ul> | 51.95 | EA | FVRATE20 | 1
Chemistry | B8F77546 | Iodine 0.05M 2.5L | <ul> <li>Molecular weight: 253.81g/mol</li> <li>CAS Number: 7553-56-2</li> <li>Hazard: H332,H312,H400</li> <li>Precaution: P273,P280</li> </ul> | 22.6 | VLE | FVRATE20 | 1
Chemistry | B8F77613 | Magnesium Metal Turnings 250g | <ul> <li>Molecular Weight: 24.31g/mol</li> <li>CAS Number: 7439-95-4</li> <li>Hazard: H250,H260</li> <li>Precaution: P222,P223,P231+P232,P370+P378,P422</li> </ul> | 13.19 | MGV | FVRATE20 | 1
Chemistry | B8F77637 | Magnesium Oxide Light 250g | <ul> <li>Molecular Weight: 40.30g/mol</li> <li>CAS Number: 1309-48-4</li> </ul> | 9.25 | MGV | FVRATE20 | 1
Chemistry | B8F77807 | Methyl Orange Solution 500ml | <ul> <li>Molecular Weight: 327.33g/mol</li> <li>CAS Number: 547-58-0</li> <li>Hazard: H225,H301</li> <li>Precaution: P264,P270,P301+P310,P321,P330</li> </ul> | 6.05 | VMV | FVRATE20 | 1
Chemistry | B8F77819 | Methyl Orange Solution (Screened) 500ml | <ul> <li>Alternative name: Methyl Orange xylene cyanol</li> <li>Molecular Weight: 327.33g/mol</li> <li>CAS Number: 547-58-0</li> <li>Hazard: H225,H301</li> <li>Precaution: P264,P270,P301+P310,P321,P330</li> </ul> | 9.45 | VMV | FVRATE20 | 1
Chemistry | B8F77935 | Nitric Acid 70% w/w 2.5L | <p><strong>Please note this item is restricted and now requires authorisation to purchase. Please contact our customer service team by phone or e-mail who will be able to assist you further.</strong></p> <ul> <li>Molecular Weight: 63.01g/mol</li> <li>CAS Number: 7697-37-2</li> <li>Hazard: H272,H314</li> <li>Precaution: P220,P280,P305+P351+P338,P310</li> </ul> <p>Price includes Chemical freight surcharge</p> <p>*International delivery is priced on application, please contact Customer Services for a quotation.&nbsp;</p> | 78.15 | VLE | FVRATE20 | 1
Chemistry | B8F77996 | Phosphoric V Acid 85% W/W 2.5L | <ul> <li>Alternative name: Orthophosphoric Acid</li> <li>Molecular Weight: 98.00g/mol</li> <li>CAS Number: 7664-38-2</li> <li>Hazard: H314</li> <li>Precaution: P260,P280,P301+P330+P331,P303+P361+P353,P304+P340,P305+P351+P388,P405,P501</li> </ul> | 38.45 | VLE | FVRATE20 | 1
Chemistry | B8F78022 | Ethanedioic Acid-2-Water 500g | <ul> <li>Alternative name: Oxalic Acid</li> <li>Molecular Weight: 126.07g/mol</li> <li>CAS Number: 6487-48-5</li> <li>Hazard: H302,H312,H315,H319</li> <li>Precaution: P264,P270,P280,P301+P310,P330,P305+P351+P338,P302+P352,P337+P313</li> </ul> | 8.1 | MGX | FVRATE20 | 1
Chemistry | B8F78319 | Phenolphthalein 500g | <ul> <li>Molecular Weight: 318.32g/mol</li> <li>CAS Number: 77-09-8</li> <li>Hazard: H341,H350,H361Df</li> <li>Precaution: P201,P210,P281,P308+P313</li> </ul> | 36.5 | MGX | FVRATE20 | 1
Chemistry | B8F78393 | Potassium Bromide 500g | <ul> <li>Molecular Weight: 119.00g/mol</li> <li>CAS Number: 7758-02-3</li> <li>Hazard: H315,H319,H335</li> <li>Precaution: P261,P305+P351+P338</li> </ul> | 16.9 | MGX | FVRATE20 | 1
Chemistry | B8F78411 | Potassium Carbonate Anhydrous 500g | <ul> <li>Molecular Weight: 138.21g/mol</li> <li>CAS Number: 584-08-7</li> <li>Hazard: H302,H315,H319,H335</li> <li>Precaution: P261,P305+P351+P338</li> </ul> | 7.4 | MGX | FVRATE20 | 1
Chemistry | B8F78435 | Potassium Chloride 500g | <ul> <li>Molecular Weight: 74.55g/mol</li> <li>CAS Number: 7447-40-7</li> </ul> | 5.39 | MGX | FVRATE20 | 1
Chemistry | B8F78502 | Potassium Dichromate(VI) 500g | <ul> <li>Molecular Weight: 294.18g/mol</li> <li>CAS Number: 7778-50-9</li> <li>Hazard: H372,H330,H314,H272,H301,H312,H317,H334,H340,H350,H410,H360Fd</li> <li>Precaution: P201,P220,P260,P273,P280,P284</li> </ul> | 24.25 | MGX | FVRATE20 | 1
Chemistry | B8F78551 | Potassium Hydrogen Carbonate 500g | <ul> <li>Alternative name: Potassium Bicarbonate</li> <li>Molecular Weight: 100.12g/mol</li> <li>CAS Number: 298-14-6</li> </ul> | 8 | MGX | FVRATE20 | 1
Chemistry | B8F78575 | Potassium Hydrogen Phthalate AR 250g | <ul> <li>Molecular Weight: 204.22g/mol</li> <li>CAS Number: 877-24-7</li> </ul> | 37.39 | MGV | FVRATE20 | 1
Chemistry | B8F78599 | Potassium Hydroxide Pellets 500g | <ul> <li>Molecular Weight: 56.11g/mol</li> <li>CAS Number: 1310-58-3</li> <li>Hazard: H302,H314</li> <li>Precaution: P280,P305+P351+P338,P310</li> <li>Purity: 85%</li> </ul> | 13.3 | MGX | FVRATE20 | 1
Chemistry | B8F78617 | Potassium Hydroxide Pellets AR 500g | <ul> <li>Molecular Weight: 56.11g/mol</li> <li>CAS Number: 1310-58-3</li> <li>Hazard: H302,H314</li> <li>Precaution: P280,P305+P351+P338,P310</li> <li>Purity: 85%&nbsp;</li> </ul> | 11.9 | MGX | FVRATE20 | 1
Chemistry | B8F78666 | Potassium Iodate (V) 100g | <ul> <li>Molecular Weight: 214.00g/mol</li> <li>CAS Number: 7758-05-6</li> <li>Hazard: H272,H315,H319,H335</li> <li>Precaution: P220,P261,P305+P351+P338</li> </ul> | 16.15 | EA | FVRATE20 | 1
Chemistry | B8F78691 | Potassium Iodide 500g | <ul> <li>Molecular Weight: 166.00g/mol</li> <li>CAS Number: 7681-11-0</li> </ul> | 53.65 | MGX | FVRATE20 | 1
Chemistry | B8F78708 | Potassium Iodide 1kg | <ul> <li>Molecular Weight: 166.00g/mol</li> <li>CAS Number: 7681-11-0</li> </ul> | 115.3 | KG | FVRATE20 | 1
Chemistry | B8F78719 | Potassium Iodide AR 500g | <ul> <li>Molecular Weight: 166.00g/mol</li> <li>CAS Number: 7681-11-0</li> </ul> | 54.4 | MGX | FVRATE20 | 1
Chemistry | B8F78769 | Potassium Manganate (VII) 500g | <ul> <li>Alternative Description: Potassium Permanganate</li> <li>CAS No: 7722-64-7</li> <li>Formula: KMnO4</li> <li>Molecular Weight: 158.03g/mol</li> <li>Hazard: H272, H302, H410, H411</li> <li>Precaution: P210, P220, P260, P273, P280, P305+P351+P338, P370+P378</li> </ul> <p> </p> | 9.05 | MGX | FVRATE20 | 1
Chemistry | B8F78770 | Potassium Manganate (VII) AR 500g | <ul> <li>Alternative Description: Potassium Permanganate</li> <li>CAS No: 7722-64-7</li> <li>Formula: KMnO4</li> <li>Molecular Weight: 158.03g/mol</li> <li>Hazard: H272, H302, H410, H411</li> <li>Precaution: P210, P220, P260, P273, P280, P305+P351+P338, P370+P378</li> </ul> | 12.45 | MGX | FVRATE20 | 1
Chemistry | B8F78794 | Potassium Sodium Tartrate 500g | <ul> <li>Alternative Description: Potassium sodium 2,3-dihydroxybutanedioate-4-water, </li> <li>Formula: C4H4KNaO6.4H2O</li> <li>CAS Number: 6381-59-5</li> <li>Molecular Weight: 282.22g/mol</li> </ul> <p> </p> | 10.35 | MGX | FVRATE20 | 1
Chemistry | B8F78836 | Propan-2-ol (IPA) 500ml | <ul> <li>Alternative name: Iso-Propyl Alcohol, Isopropanol</li> <li>Alcohol Content: 99%</li> <li>Molecular Weight: 60.10g/mol</li> <li>CAS Number: 67-63-0</li> <li>Hazard: H225,H319,H336</li> <li>Precaution: P210,P261,P280,P303+P361+P353,P304+P340,P305+P351+P338,P312</li> </ul> | 5.55 | VMV | FVRATE20 | 1
Lab Equipment | B8F78927 | Folding Safety Screen | <p>An easily adjustable safety screen with excellent clarity. Rounded corners to prevent accidental injury caused by sharp points. </p> <p>The screen stands 600mm high, with 3 panels that can be angled to suit. </p> <ul> <li>Dimensions: 600mm x 250mm x 300mm x 250mm x 3mm</li> <li>Material: Acrylic (extruded Polymethyl methacrylate)</li> </ul> | 146.05 | EA | FVRATE20 | 1
Chemistry | B8F78964 | Sand 1kg | <ul> <li>Alternative name: Silicon Dioxide</li> <li>Molecular Weight: 60.08g/mol</li> <li>CAS Number: 14808-60-7</li> </ul> <p><strong>Warning!</strong></p> <p>This product (Sand/Silicon Dioxide) doesn&rsquo;t hold any play value and its merely for Laboratory use only. Always read the label and product information before use, although the technical details and recommendations contained in this product data sheet correspond to the best of our knowledge and experience, In every case, the user alone is fully responsible for any consequences deriving from the use of the product. Please refer to the current version of the Technical Data Sheet, available from our website: www.philipharris.co.uk</p> | 6.75 | KG | FVRATE20 | 1
Chemistry | B8F79002 | Silver Nitrate AR 25g | <ul> <li>Molecular Weight: 169.87g/mol</li> <li>CAS Number: 7761-88-8</li> <li>Hazard: H272,H314,H410</li> <li>Precaution: P220,P273,P280,P305+P351+P338,P310,P501</li> </ul> | 41.15 | MGM | FVRATE20 | 1
Chemistry | B8F79014 | Silver Nitrate 0.1M solution 500ml | <ul> <li>Molecular Weight: 169.87g/mol</li> <li>CAS Number: 7761-88-8</li> <li>Hazard: H315,H319,H290,H400,H410</li> <li>Precaution: P280,P305+P351+P338,P302+P352,P321,P406,P501</li> </ul> | 13.1 | VMV | FVRATE20 | 1
Chemistry | B8F79051 | Sodium Acetate-3-Water 500g | <ul> <li>Molecular weight: 136.08g/mol</li> <li>CAS Number: 6131-90-4</li> </ul> | 7.8 | MGX | FVRATE20 | 1
Chemistry | B8F79130 | Sodium Carbonate Anhydrous 500g | <ul> <li>Molecular Weight: 105.99g/mol</li> <li>CAS Number: 497-19-8</li> <li>Hazard: H319</li> <li>Precaution: P305+P351+P338</li> </ul> | 3.85 | MGX | FVRATE20 | 1
Chemistry | B8F79189 | Sodium Chloride 3Kg | <ul> <li>Molecular Weight: 58.44g/mol</li> <li>CAS Number: 7647-14-5</li> <li>Purity: 99%</li> </ul> | 7.65 | MKE | FVRATE20 | 1
Chemistry | B8F79233 | Trisodium Citrate Dihydrate 500g | <ul> <li>Molecular Weight: 294.10g/mol</li> <li>CAS Number: 6132-04-3</li> </ul> | 6.65 | MGX | FVRATE20 | 1
Chemistry | B8F79580 | Sodium Hydrogen Carbonate 3Kg | <ul> <li>Alternative name: Sodium Bicarbonate</li> <li>Molecular Weight: 84.01g/mol</li> <li>CAS Number: 144-55-8</li> </ul> | 10.05 | MKE | FVRATE20 | 1
Chemistry | B8F79592 | Sodium Hydrogen Carbonate AR 500g | <ul> <li>Alternative name: Sodium Bicarbonate</li> <li>Molecular Weight: 84.01g/mol</li> <li>CAS Number: 144-55-8</li> </ul> | 9.35 | MGX | FVRATE20 | 1
Chemistry | B8F79610 | Sodium Hydrogen Phosphate(V)-12-Water | <ul> <li>Molecular Weight: 358.14g/mol</li> <li>CAS Number: 10039-32-4</li> </ul> | 14.89 | MGX | FVRATE20 | 1
Chemistry | B8F79786 | Sodium Hydroxide 0.1M 2.5L | <ul> <li>Molecular weight: 40.00g/mol</li> <li>CAS Number: 1310-73-2</li> <li>Hazard: H214</li> <li>Precaution: P280,P305+P351+P338,P310</li> </ul> | 12.25 | VLE | FVRATE20 | 1
Chemistry | B8F79853 | Sodium Metabisulfite 500g | <ul> <li>Alternative name: Sodium Disulphate</li> <li>Molecular Weight: 190.10g/mol</li> <li>CAS Number: 7681-57-4</li> <li>Hazard: H302,H318,EUH031</li> <li>Precaution: P264,P280,P301+P312,P305+P351+P338,P310,P330</li> </ul> | 4.15 | MGX | FVRATE20 | 1
Chemistry | B8F79907 | Sodium Nitrate 500g | <ul> <li>Molecular Weight: 84.99g/mol</li> <li>CAS Number: 7631-99-4</li> <li>Hazard: H272,H302,H315,H319,H335</li> <li>Precaution: P220,P261,P305+P351+P338</li> </ul> | 7.5 | MGX | FVRATE20 | 1
Chemistry | B8F79993 | Sodium Sulfate Anhydrous 500g | <ul> <li>Molecular Weight: 142.04g/mol</li> <li>CAS Number: 7757-82-6</li> </ul> | 4.35 | MGX | FVRATE20 | 1
Chemistry | B8F80107 | Sodium Thiosulfate-5-Water 500g | <ul> <li>Molecular Weight: 248.18g/mol</li> <li>CAS Number: 10102-17-7</li> </ul> | 4.2 | MGX | FVRATE20 | 1
Chemistry | B8F80119 | Sodium Thiosulfate-5-Water 3Kg | <ul> <li>Molecular Weight: 248.18g/mol</li> <li>CAS Number: 10102-17-7</li> </ul> | 12.7 | MKE | FVRATE20 | 1
Chemistry | B8F80179 | Sodium Hydroxide Pellets 500g | <ul> <li>Molecular Weight: 40.00g/mol</li> <li>CAS Number: 1310-73-2</li> <li>Hazard: H314</li> <li>Precaution: P280,P301+P330+P331,P303+P361+P353,P305+P351+P338,P310</li> </ul> | 6 | MGX | FVRATE20 | 1
Chemistry | B8F80209 | Sodium Hydroxide Pellets AR 500g | <ul> <li>Molecular Weight: 40.00g/mol</li> <li>CAS Number: 1310-73-2</li> <li>Hazard: H314</li> <li>Precaution: P280,P301+P330+P331,P303+P361+P353,P305+P351+P338,P310</li> </ul> | 12.9 | MGX | FVRATE20 | 1
Chemistry | B8F80223 | Sodium Hydroxide Pearl 500g | <ul> <li>Molecular Weight: 40.00g/mol</li> <li>CAS Number: 1310-73-2</li> <li>Hazard: H314</li> <li>Precaution: P280,P301+P330+P331,P303+P361+P353,P305+P351+P338,P310</li> </ul> | 4.55 | MGX | FVRATE20 | 1
Chemistry | B8F80247 | Starch Potato 500g | <ul> <li>CAS Number: 9005-25-8</li> </ul> | 6.65 | MGX | FVRATE20 | 1
Chemistry | B8F80260 | Sulphur Flowers | <ul> <li>Molecular Weight: 32.06g/mol</li> <li>CAS Number: 7704-34-9</li> <li>Hazard: H315,H228</li> <li>Precaution: P210,P264,P280</li> </ul> | 9.75 | MGX | FVRATE20 | 1
Chemistry | B8F80788 | Zinc Sulfate-7-Water AR 1kg | <ul> <li>Molecular Weight: 287.56g/mol</li> <li>CAS Number: 7446-20-0</li> <li>Hazard: H302,H318,H410</li> <li>Precaution: P273,P280,P305+P351+P338,P501</li> </ul> | 19.15 | KG | FVRATE20 | 1
Lab Equipment | B8F83119 | Wire Extra Flexible Single Black | <p>An extremely flexible wire, ideal for making up connecting test leads, to the users own specification.</p> <p>PVC insulated to BS6764.</p> <p>Supplied on drums of 25m.</p> <ul> <li>Colour: Black</li> <li>Size: 55/0.</li> <li>Outer Diameter: 2.8mm</li> <li>Rating: 6A</li> <li>Maximum Operating Temperature: 70&deg;C</li> <li>Core: Stranded 55 x 0.1mm plain copper conductors.</li> </ul> | 6.99 | M25 | FVRATE20 | 1
Lab Equipment | B8F83121 | Wire Extra Flexible Single Red | <p>An extremely flexible wire, ideal for making up connecting test leads, to the users own specification.</p> <p>PVC insulated to BS6764.</p> <p>Supplied on drums of 25m.</p> <ul> <li>Colour: Red</li> <li>Size: 55/0.</li> <li>Outer Diameter: 2.8mm</li> <li>Rating: 6A</li> <li>Maximum operating temp: 70&deg;C</li> <li>Core: Stranded 55 x 0.1mm plain copper conductors.</li> </ul> | 6.99 | M25 | FVRATE20 | 1
Chemistry | B8G53846 | Marble Chippings 4-6mm 3Kg | <ul> <li>Molecular Weight: 100.09g/mol</li> <li>CAS Number: 471-34-1</li> <li>Hazard: H315,H318,H335</li> <li>Precaution: P261,P280,P305+P351+P338</li> </ul> | 12.25 | MKE | FVRATE20 | 1
Glassware, Plastics & Ceramics | B8G64716 | Polythene 3 Tier Test Tube Stand | <p>Durable non-corrosive rigid polythene 3-tier rack to take 20 small test tubes. Easy to clean. </p> <ul> <li>Dimensions: (L)320 x (H)125 x (W)70mm.</li> </ul> | 13.09 | EA | FVRATE20 | 1
Chemistry | B8G65605 | pH1-14 Universal Indicator Paper Reel | <p>Universal indicator test paper pH 1-14, for use in laboratory, food service, education, environmental, cosmetics, industrial and water treatment. </p> <ul> <li>Supplied on 1 reel, 5M x 7mm</li> <li>Range: pH 1-14</li> <li>Colour chart is included on the side of the dispenser.</li> </ul> | 2.79 | RL | FVRATE20 | 1
Chemistry | B8G72979 | Silica Gel Self Indicat Safe option 500g | <ul> <li>Molecular Weight: 60.08g/mol</li> <li>CAS Number: 63231-67-4</li> </ul> | 11.15 | MGX | FVRATE20 | 1
Biology | B8G83516 | Fly Snooze Kit | <p>Fly Snooze Kit for anaesthetising Drosophila. The flies remain immobilised for at least 50 minutes.</p> <p>Kit contains:</p> <ul> <li>Full Notes for Use</li> <li>10ml vial of FlyNap Solution</li> <li>12 anaesthetic wands.</li> </ul> <p>A separate anaesthetic is not needed, the FlySnooze Kit is safer to use than ether, and easy to use. Kit contains 100 doses.</p> <ul> <li>Easy to use: dip the wand into the FlyNap solution and insert the FlyNap wand into the tube. Keep tube upright with wand in place for two minutes. Flies are then anaesthetised</li> <li>Less chance for dosage error</li> <li>Reusable wands control dosage</li> </ul> | 36.65 | EA | FVRATE20 | 1
Appliances | B8G85469 | Lockmaster Power Unit | <p>A general purpose power supply, with adjustable, key-operated Limitlock maximum voltage lock. The output voltage is selected by a rotary switch on the front of the unit, output is in 1V steps up to a maximum of 15V. It provides 0 - 15V ac or unsmoothed dc in 1V steps at a maximum current of 8.5A. The ac and dc outputs may be used simultaneously, provided the combined output does not exceed 8.5A. Internal heavy duty relays allow the voltage to be switched without switch contact problem, ensuring long switch lifetime. The maximum voltage can be locked to a chosen setting using the key provided.&nbsp;</p> <p>The internal, quiet-running fan will hardly be noticed but it reduces the already low thermal stress in the unit still further, ensuring long life of the instrument. Triple protection is provided by a resettable electronic overload trip, thermal transformer trip and slow-blow fuse on the primary.</p> <p>Overloads are indicated by the LED changing from green to red.</p> <p>The mains cord is kept tidy, by means of the cable retainer on the back of the unit which allows the cable to be stowed away neatly with the use of winding hooks and a clip to secure the cable.</p> <p>The unit is recommended for general purpose laboratory work by teachers, technicians and students where components may be damaged by over-voltage.</p> <ul> <li>Output voltage selected by rotary switch in 1V steps up to 15V</li> <li>Long switch lifetime - voltage can be switched safely at full load without switch contact wear</li> <li>Continuously rated output of 8.5A, a.c. or d.c</li> <li>Adjustable, maximum voltage lock</li> <li>Sockets accept standard 4mm plugs and shrouded plugs</li> <li>Snap up handle - safe to carry with one hand</li> <li>Internal fan for cool-running</li> <li>Fully protected secondary by high speed, resettable electronic trip</li> <li>Slow-blow fuse protection for transformer primary</li> <li>Additional thermal trip protection for transformer</li> <li>This device is compliant to EN61010-2010 with certificates available on request</li> </ul> <p>Dimensions:</p> <ul> <li>Width: 175mm</li> <li>Depth: 190mm (including cable clips 206mm)</li> <li>Height: 298mm</li> <li>Mass: 4.8kg</li> </ul> | 160 | EA | FVRATE20 | 1
Appliances | B8G85471 | Ranger Power Unit | <p>A popular general purpose power supply where a continuously variable supply is required. The output voltage is selected by a rotary switch on the front of the unit, output is up to a maximum of 15V. It provides 0 - 15V ac or unsmoothed dc adjusted by the rotary control at a maximum current of 8.5A. The maximum voltage can be locked to a chosen setting using the key provided. The ac and dc outputs may be used simultaneously, provided the combined output does not exceed 8.5A. Internal heavy duty relays allow the voltage to be switched without switch contact problem, ensuring long switch lifetime.</p> <p>The internal, quiet-running fan will hardly be noticed but it reduces the already low thermal stress in the unit still further, ensuring long life of the instrument. Triple protection is provided by a resettable electronic overload trip, thermal transformer trip and slow-blow fuse on the primary.</p> <p>Overloads are indicated by the LED changing from green to red.</p> <p>The mains cord is kept tidy, by means of the cable retainer on the back of the unit which allows the cable to be stowed away neatly with the use of winding hooks and a clip to secure the cable.</p> <p>A continuously variable power supply that many teachers choose in preference to a stepped unit. The Ranger is the preferred option for general-purpose student use, where a continuously variable supply is required and where the ability to lock the maximum voltage is desirable.</p> <ul> <li>Output voltage variable by rotary control knob up to 15V</li> <li>Continuously rated output of 8.5A, a.c.or d.c</li> <li>Adjustable, maximum voltage lock</li> <li>Sockets accept standard 4mm plugs and shrouded plugs</li> <li>Snap up handle - safe to carry with one hand</li> <li>Internal fan for cool-running</li> <li>Fully protected secondary by high speed, resettable electronic trip</li> <li>Slow-blow fuse protection for primary</li> <li>Additional thermal trip protection for transformer</li> <li>This device is compliant to EN61010-2010 with certificates available on request</li> </ul> <p>Dimensions:</p> <ul> <li>Width: 175mm.</li> <li>Depth: 190mm (including cable clips 206mm).</li> <li>Height: 341mm.</li> <li>Mass: 5.4kg.</li> </ul> | 243.29 | EA | FVRATE20 | 1
Appliances | B8G85483 | College Power Unit | <p>Power supply for use by students in advanced courses where an accurately monitored voltage or current may be required. The output voltage is selected by a rotary switch on the front of the unit, output is up to a maximum of 25V. It provides 0 - 25V ac or smoothed dc adjusted by the rotary control at a maximum current of 8A. The ac and dc outputs may be used simultaneously, provided the combined output does not exceed 8A.</p> <p>The illuminated digital display has two associated membrane switches with LED indicators. User can choose to display current (I) or voltage (V), for either the ac or dc output of the unit.</p> <p>The internal, quiet-running fan will hardly be noticed but it reduces the already low thermal stress in the unit still further, ensuring long life of the instrument. Triple protection is provided by a resettable electronic overload trip, thermal transformer trip and slow-blow fuse on the primary.</p> <p>Overloads are indicated by the LED changing from green to red.</p> <p>The mains cord is kept tidy, by means of the cable retainer on the back of the unit which allows the cable to be stowed away neatly with the use of winding hooks and a clip to secure the cable.</p> <ul> <li>Output voltage continuously variable by rotary control up to 25V</li> <li>Continuously rated output of 8A, ac or dc, dc is unsmoothed</li> <li>LCD indication of voltage or current, ac or dc selectable by membrane switches</li> <li>Sockets accept standard 4mm plugs and shrouded plugs</li> <li>Snap up handle - safe to carry with one hand</li> <li>Internal fan for cool-running</li> <li>Fully protected secondary by high speed, resettable electronic trip</li> <li>Slow-blow fuse protection for transformer primary</li> <li>Additional thermal trip protection for transformer</li> <li>This device is compliant to EN61010-2010 with certificates available on request</li> </ul> <p>Dimensions:</p> <ul> <li>Width: 175mm.</li> <li>Depth: 190mm (including cable clips 206mm).</li> <li>Height: 341mm.</li> <li>Mass: 5.9kg.</li> </ul> | 340 | EA | FVRATE20 | 1
Appliances | B8G85756 | Spacesaver Picoammeter | <p>The Picoammeter is designed to measure very small currents and has 9 ranges from 100pA to 1&micro;A, which can be selected using the rotary switch on the front of the instrument. The instrument has a large moving coil meter, with an auto-zero facility. Input is by way of 4mm sockets, or a BNC socket for very low currents where a screened lead is preferred. Voltages up to 5kV will not damage the unit.</p> <p>The instrument is housed in the Unilab Spacesaver case.</p> <p>The mains cord is kept tidy, by means of the cable retainer on the back of the unit which allows the cable to be stowed away neatly with the use of winding hooks and a clip to secure the cable.</p> <p>Suggested uses include: measurement of ionisation currents, reverse currents of silicon diodes, resistivity of insulators, capacity leakage of currents and more.</p> <ul> <li>Large illuminated analogue meter</li> <li>Detects current as small as pA</li> <li>Input Resistance of 10MO and maximum voltage input of 5kV</li> <li>Input via 4mm shrouded sockets or BNC connector for screened leads</li> <li>Auto-zero facility</li> <li>This device is compliant to EN61010-2010 with certificates available on request</li> </ul> <p>Dimensions:</p> <ul> <li>Width: 175mm.</li> <li>Depth: 190mm (including cable clips: 206mm)</li> <li>Height: 298mm</li> <li>Mass: 2.7kg.</li> </ul> | 261.75 | EA | FVRATE20 | 1
Physics | B8G85951 | Half Life Analogue | <p>In the study of radioactivity, student practicals are difficult to organise because of the hazardous nature of the topic, but this apparatus offers students the opportunity to obtain realistic results in a perfectly safe way. The student set contains ten bowls and 500 small plastic cubes. The cubes have one face identified and represent radioactive nuclei which have ';decayed' when this face is uppermost. Ten groups shake their set of nuclei and roll them out onto the bench. For each throw the decayed nuclei are counted and removed from the set. Excellent results for an exponential decay curve are obtained with increased awareness of the link between activity and the number of nuclei present. </p> <ul> <li>Each set contains: 10 trays and 500 small plastics cubes</li> </ul> | 65.95 | EA | FVRATE20 | 1
Physics | B8G86207 | Conductivity Star | <p>Find out which metal conducts heat best by placing a small amount of wax at the tip of each rod and heating from beneath in the centre using a tea light candle (not included).</p> <p>Pack includes:</p> <ul> <li>A small block of wax</li> <li>Rods of aluminium, bronze, steel, nickel and copper.</li> </ul> | 7.69 | EA | FVRATE20 | 1
Biology | B8G90326 | Bacterial Amylase Project Pack | <p><strong>*Please note that none of our enzymes are to be considered as being of Food Grade Standard and are not fit for human consumption.&nbsp; They are only suitable for use in education.*</strong></p> <p>Our Philip Harris range of enzyme kits are ideal for project work by individual students or small groups of students.</p> <p>This Bacterial Amylase Enzyme Project Pack contains all the reagents necessary to carry out experiments into the effect of pH and temperature on Bacterial Amylase.</p> <p>The pack includes:</p> <ul> <li>Soluble Starch</li> <li>Bacterial Amylase</li> <li>1% Iodine Solution</li> <li>Buffer Powder pH2</li> <li>Buffer Powder pH3</li> <li>Buffer Powder pH4</li> <li>Buffer Powder pH5</li> <li>Buffer Powder pH6</li> <li>Buffer Powder pH7</li> <li>Buffer Powder pH8</li> <li>Buffer Powder pH9</li> <li>Full instructions</li> </ul> | 47.8 | PK | FVRATE20 | 1
Biology | B8G94381 | Lipase Project Pack | <p><strong>*Please note that none of our enzymes are to be considered as being of Food Grade Standard and are not fit for human consumption.&nbsp; They are only suitable for use in education.*</strong></p> <p>Our Philip Harris range of enzyme kits are ideal for project work by individual students or small groups of students.</p> <p>This Lipase Enzyme Project Pack contains all the reagents necessary to carry out experiments into the effect of enzyme and sodium carbonate concentrations in the reaction time of Lipase.</p> <p>The pack includes:</p> <ul> <li>Lipase Powder</li> <li>Triacetin</li> <li>Sodium Carbonate Anhydrous</li> <li>Bromocresol Purple Indicator Solution</li> <li>Full instructions<strong></strong></li> </ul> | 55.8 | EA | FVRATE20 | 1
Physics | B8G95051 | Plastic Magdeburg Hemispheres | <p>A traditional demonstration apparatus brought up to date. The apparatus consists of 2 plastic hemispheres with an effective O-ring seal and a 6mm plastic valve. When evacuated of air, a force in excess of 1400N is required to separate them. The Spheres can be evacuated with a Hand Operated Pump.</p> | 18.59 | EA | FVRATE20 | 1
Physics | B8G98635 | Collimating Lens Low Cost Ray Box | <p>Spare collimating lens for the Ray Optics Box (B8R06342). </p> <ul> <li>Dimensions: 60mm x 60mm x 20mm</li> </ul> | 16.65 | P 5 | FVRATE20 | 1
Physics | B8G98647 | Slit Plate Low Cost Ray Box | <p>Spare Ray Box slit plates suitable for use with the now discontinued Economy Science Ray Box. </p> <ul> <li>Dimensions: 45mm x 75mm</li> <li>Pack of 5.</li> </ul> <p> </p> <p> </p> | 3.65 | P 5 | FVRATE20 | 1
First Aid | B8H00277 | HSE First Aid Kit B | <p>Kit B is fully stocked and compliant with HSE regulations. Case dimensions: H230 x W270 x D90mm. Each.</p> <p>11-20 people Contents:</p> <ul> <li>1 x First aid guidance leaflet</li> <li>40 x HypaPlast waterproof plasters</li> <li>4 x HypaCover eye dressings</li> <li>6 x HypaCover triangular bandages</li> <li>12 x HypaBan safety pins</li> <li>9 x HypaBand first aid dressings 12x12cm</li> <li>3 x HypaCover first aid dressings 18x18cm</li> <li>10 x Moist wipes</li> <li>2 x Pair disposable gloves</li> </ul> | 21.39 | EA | FVRATE20 | 1
Chemistry | B8H03394 | Quickfit Distillation Apparatus | <p>The Quickfit® Distillation Apparatus combines a normally separate Liebig condenser, stillhead and receiver in one piece of apparatus. The angles are pre-defined and it will require fewer clamps, making it more secure to assemble. Eliminates air leaks under vacuum and liquid hold up at the joints. This apparatus will make distillation experiments easier to set up. </p> <ul> <li>Cone Size: 19/26</li> <li>Socket Size: 14/23</li> <li>Effective Condenser Length: 155mm</li> <li>Overall Dimensions: 330mm x 210mm x 30mm</li> </ul> | 123.95 | EA | FVRATE20 | 1
Physics | B8H04969 | Rheostat Extended 1200 Ohm | <p>An extended range of rheostats differing in resistance and dimensions from the standard range but in other respects having the same specification.</p> <p>Rheostat, Extended Range - 0.3A</p> <p>Features:</p> <ul> <li>Resistance: 1200&Omega;</li> <li>Max Current: 0.3A</li> <li>Tube size: 200 x 38mm</li> <li>Overall size: 255 x 52 x 92mm</li> </ul> | 40.95 | EA | FVRATE20 | 1
Physics | B8H04994 | Rheostat Extended 50 Ohm | <p>An extended range of rheostats differing in resistance and dimensions from the standard range but in other respects having the same specification.</p> <p>Rheostat, Extended Range - 2A</p> <p>Features:</p> <ul> <li>Resistance: 50&Omega;</li> <li>Max Current: 2A</li> <li>Tube Size: 200mm x 38mm</li> <li>Overall Size: 255mm x 52mm x 92mm</li> </ul> | 40.55 | EA | FVRATE20 | 1
Physics | B8H05044 | Rheostat Extended 25 Ohm | <p>An extended range of rheostats differing in resistance and dimensions from the standard range but in other respects having the same specification. </p> <p>Rheostat, Extended Range - 5A </p> <p>Features: </p> <ul> <li>Resistance: 25O</li> <li>Max Current: 5A</li> <li>Tube Size: 400mm x 68mm</li> <li>Overall Size: 465mm x 90mm x 153mm</li> </ul> | 79.95 | EA | FVRATE20 | 1
Biology | B8H24816 | Food Calorimeter For Heat Of Combustion | <p>The food calorimeter has been designed to measure the energy content in foods and is an alternative piece of equipment to a boiling tube of water and a thermometer. </p> <p>The combustion chamber is connected to a copper spiral heat transfer tube, which, when used, is connected to a filter pump to draw the products of combustion through the copper spiral. A wire stirrer passes through the cover, and a hole with a bored and split rubber stopper is provided to accommodate a thermometer. Please note this item does NOT include the Base Unit and is supplied WITHOUT a thermometer. </p> <ul> <li>Borosilicate water jacket, 205mm x 100mm diameter, surrounding an integral combustion chamber, open at the base.</li> </ul> <p>Requires the following items: </p> <ul> <li>Food Calorimeter Base Unit (B8R00546)</li> <li>Thermometer (B8L73994)</li> </ul> | 82.55 | EA | FVRATE20 | 1
Chemistry | B8H24841 | Combustion Apparatus | <p>Combustion Apparatus consisting of a copper cylinder (100mm x 75mm diameter), the bottom of which is in the shape of a shallow re-entrant cone which forms the top of the combustion chamber. </p> <p>A spiral copper heat exchanger extends upwards through the cylinder, its outlet normally being connected to a condenser using a filter pump to draw the products of combustion through the apparatus. </p> <p>The cylinder is housed in an aluminium outer jacket (122mm x 100mm diameter), with a drop on cover with apertures to pass the outlet of the heat exchanger, the wire stirrer and a bored and split rubber bung, also supplied to accommodate a thermometer. </p> <p>The outer jacket has 3 legs 37mm long which, when the calorimeter is standing on the base unit, provide the combustion chamber space and the sides of which take the form of a circular Perspex shield with removable door. </p> <ul> <li>Supplied without Thermometer or Condenser Unit</li> </ul> | 178.95 | EA | FVRATE20 | 1
Biology | B8H24889 | Respiration Apparatus | <p>This simple respiration apparatus is used for inhaled and exhaled air tests. The apparatus consists of two boiling tubes, each with stopper and two lengths, one short and one long, of 5mm glass tubing, connected by PVC tubing and plastic T. </p> | 27.1 | EA | FVRATE20 | 1
Biology | B8H24932 | Photosynthesis Apparatus | <p>Our Philip Harris Photosynthesis Apparatus is for measuring and analysing gas given off by plants such as Elodea. The apparatus comprises of two syringes connected to a collecting tube via a 3-way tap. </p> <p>This arrangement enables the gas to be drawn along the capillary tube by one syringe and collected into the second syringe for analysis. </p> <ul> <li>Backboard dimensions: 240mm x 100mm</li> <li>Capillary bore: 1mm</li> </ul> | 44.05 | EA | FVRATE20 | 1
Biology | B8H24956 | Clinostat | <p>Use this Clinostat to demonstrate heliotropism and geotropism in plant seedlings. Germinating seedlings are pinned to the cork table which is rotated by an electric motor at four revolutions per hour. The motor is spindle mounted and may be clamped by a thumbscrew so that the plane of the table can be set at any angle between horizontal and vertical. An acrylic cover is provided for the cork table.</p> <ul> <li>Base Dimensions: (L)150mm x (W)100mm x (H)175mm</li> <li>Diameter of cork disc: 100mm</li> </ul> <p>A spare Acrylic Cover is available to purchase separately.</p> | 120.75 | EA | FVRATE20 | 1
Chemistry | B8H25031 | Electrodes S-Type | <p>A pair of short S-type Electrodes for hanging on the side of a 100cm beaker. These Carbon elements are attached to stiff wire connectors with shrink-fit plastic insulation. An electrical connection can be made by connecting crocodile clips. </p> <ul> <li>Pack Size: 1 x pair of electrodes</li> </ul> | 23.55 | PAA | FVRATE20 | 1
Chemistry | B8H25067 | Electrolysis Cell | <p>For quick and simple qualitative demonstration of electrolysis.</p> <p>Comprises stout open-ended glass tube fitted with two tapered carbon electrodes by means of a bored rubber stopper. Connections are made by crocodile clips, and an insulating strip of plastic in the bung prevents the clips being shorted accidentally.</p> <ul> <li>Glass Tube: (L)74mm x (D)24mm.</li> <li>Collecting Tubes: (L)75mm x (D)10mm</li> <li>Rubber Bung size: 21</li> <li>Electrode Dimensions (L)73mm x (D)5mm</li> </ul> <p>Spare Glass Tubes are available to purchase separately (B8R07040).</p> | 9.15 | EA | FVRATE20 | 1
Physics | B8H25080 | Rod Mounting Pulley | <p>50mm diameter plastic pulley on an aluminium frame measuring 20mm x 20mm x 110mm.</p> <p>The frame includes three holes and a clamping screw to accommodate mounting to standard retort stand rods.</p> <ul> <li>Pulleys may be fitted to the frame with its axis of rotation in any one of three planes.</li> </ul> | 11.29 | EA | FVRATE20 | 1
Physics | B8H25092 | Clamp Fitting Bench Pulley | <p>50mm diameter ball bearing plastic pulley mounted on an aluminium frame, for clamping to the edge of a bench or force board.</p> <p>The clamp is detachable from the bar carrying the pulley.</p> <ul> <li>Overall length of frame (pulley bar): 110mm</li> <li>Maximum clamp opening: 25mm</li> </ul> | 11.45 | EA | FVRATE20 | 1
Physics | B8H25109 | Inclined Plane And Friction Board | <p>A wooden planed board 600mm x 75mm. The board is hinged at one end to a wooden base board and the angle of incline can be fixed in a number of positions by use of a moveable block. Also included is a reversible friction slider (100mm x 65mm), one side of which is cut so it has only half the area in contact with the plane to allow various dynamics situations to be explored.</p> <ul> <li>Complete with brass roller 75mm x 25mm and pulley wheel but WITHOUT masses or scale pan.</li> </ul> | 43.79 | EA | FVRATE20 | 1
Physics | B8H25110 | Friction Board Apparatus | <p>This Friction Board Apparatus consists of:</p> <ul> <li>Wooden friction board,</li> <li>Wooden slider with hook,</li> <li>Plain aluminium slider</li> <li>Aluminium slider with rubber backing.</li> <li>A further long aluminium slider is provided which fits over the friction board to provide an alternative surface type.</li> </ul> <ul> <li>Dimensions of Friction Board: 490mm x 75mm x 20mm</li> <li>Dimensions of Wooden Slider: 140mm x 70mm x 20mm</li> </ul> | 60.69 | EA | FVRATE20 | 1
Physics | B8H25122 | Lever Kit | <p>Supplied as a kit for eight pupils and consists of five MDF beams (600mm x 44mm x 3mm) graduated every 38mm and with a groove across its centre to locate the fulcrum point.</p> <p>Also included are four fulcrums 32mm x 32mm x 64mm and forty metal blanks 25mm square.</p> <p>The masses of the blanks are matched to &plusmn; 1%.</p> | 70.95 | KIT | FVRATE20 | 1
Physics | B8H25146 | Cube For Density Invest. Aluminium | <p>Aluminium cubes for density investigation</p> <ul> <li>Dimensions: 20mm x 20mm x 20mm</li> <li>Pack of 5</li> </ul> | 7.59 | P 5 | FVRATE20 | 1
Physics | B8H25158 | Cubes For Density Invest Brass | <p>Brass cubes for density investigation</p> <ul> <li>Dimensions: 20mm x 20mm x 20mm</li> <li>Pack of 5</li> </ul> | 10.45 | P 5 | FVRATE20 | 1
Physics | B8H25169 | Cubes For Density Invest. Copper | <p>Copper cubes for density investigation</p> <ul> <li>Dimensions: 20mm x 20mm x 20mm</li> <li>Pack of 5</li> </ul> | 14.79 | P 5 | FVRATE20 | 1
Physics | B8H25171 | Cubes For Density Invest. Steel | <p>Steel cubes for density investigation</p> <ul> <li>Dimensions: 20mm x 20mm x 20mm</li> <li>Pack of 5</li> </ul> | 14.69 | P 5 | FVRATE20 | 1
Physics | B8H25183 | Cubes For Density Invest. Lead | <p>Lead cubes for density investigation</p> <ul> <li>Dimensions: 20mm x 20mm x 20mm</li> <li>Pack of 5</li> </ul> | 9.15 | P 5 | FVRATE20 | 1
Physics | B8H25195 | Cubes For Density Invest Plastic | <p>Plastic cubes for density investigation</p> <ul> <li>Dimensions: 20mm x 20mm x 20mm</li> <li>Pack of 5</li> </ul> | 8.19 | P 5 | FVRATE20 | 1
Physics | B8H25201 | Assorted Metal Blocks Density Invest | <p>Metal Blocks for use in density determinations.</p> <p>Set of twelve in assorted sizes, shapes and masses.</p> <p>The set comprises:</p> <p>2 x Brass:</p> <ul> <li>Block - Dimensions: 10mm x 10mm x 20mm, Approximate Mass: 19.38g</li> <li>Cylinder - Dimensions: 10mm x 20mm, Approximate Mass: 15.83g</li> </ul> <p>2 x Mild Steel:</p> <ul> <li>Block - Dimensions: 10mm x 10mm x 20mm, Approximate Mass: 18.61g</li> <li>Cylinder - Dimensions: 10mm x 20mm, Approximate Mass: 14.88g</li> </ul> <p>2 x Aluminium:</p> <ul> <li>Small Cylinder - Dimensions: 12mm x 40mm, Approximate Mass: 14.95g</li> <li>Large Cylinder - Dimensions: 30mm x 20mm, Approximate Mass: 31.3g</li> </ul> <p>2 x Copper:</p> <ul> <li>Block - Dimensions: 10mm x 10mm x 20mm, Approximate Mass: 20.85g</li> <li>Cylinder - Dimensions: 10mm x 20mm, Approximate Mass: 16.68g</li> </ul> <p>2 x Zinc:</p> <ul> <li>Block - Dimensions: 10mm x 10mm x 20mm, Approximate Mass: 19.22g</li> <li>Cylinder - Dimensions: 10mm x 20mm, Approximate Mass: 13.72g</li> </ul> <p>2 x Lead:</p> <ul> <li>Plate - Dimensions: 25mm x 25mm x 1mm, Approximate Mass: 7.95g</li> <li>Cylinder - Dimensions: 10mm x 20mm, Approximate Mass: 22.16g</li> </ul> | 31.55 | P12 | FVRATE20 | 1
Physics | B8H25213 | Youngs Modulus Apparatus | <p>The Young&rsquo;s modulus of a material describes how it behaves under a load. It is defined as the ratio of stress to strain. &nbsp;Stress is force per unit area, or pressure, measured in Pa, and strain is a ratio of lengths, so has no units. Therefore, Young&rsquo;s modulus is a measure of pressure and has SI units of Pa.</p> <p>Comprises a scale plate carrying a 0 to 30mm scale, and a vernier scale readable to 0.1mm. Both have bars with clamping screws for the wires and hooks for the tension weight and loading masses. A ceiling clamp is provided for the upper ends of the wires, together with a pair of large wood screws for attaching it to a convenient overhead beam, door frame etc.</p> <p>A tension weight, mass 1.3kg approx., for the comparison wire is also included.</p> <ul> <li>Supplied WITHOUT load masses or wires.</li> </ul> <p>In addition to the apparatus, the following items are required:</p> <ul> <li>Set of wires (a mixed set is available to purchase separately)</li> <li>Screw Gauge Micrometer (B8R06348)</li> <li>Slotted 100g masses (B8A73088)</li> <li>Safety Goggles</li> </ul> | 41.35 | EA | FVRATE20 | 1
Physics | B8H25316 | Harris G By Free Fall Apparatus | <p>To determine the value of 'g' by timing the fall of a steel ball.</p> <p>The release unit consists of a plate (90mm x 45mm x 3mm) carrying a pair of metal clips connected to 4mm sockets. The clips are opened, thus dropping the ball and breaking the contact between the clips.</p> <p>The trip unit is mounted on a base measuring 100mm x 100mm x 12mm and comprises of a trip plate, the end of which bears upon the blade of a micro switch and holds it in the closed position. When deflected downwards by the impact of the ball the trip plate releases the blade and opens the switch. The trip plate comes complete with a protective rubber strip to prevent the switch from damage should it be accidentally struck directly by the ball</p> <p>Kit comes complete with steel balls of 16mm and 19mm diameter.</p> <p>Please note retort stand and base are not included and are for image purposes only.</p> <p>Spares available:</p> <ul> <li>Spare clips for trapdoor: B8R08204 - Pack of 10</li> </ul> <p>Associated Products:</p> <ul> <li>Timer Required: Fast timer by Unilab - B8H28573</li> <li>Basic Retort Bundle - PP051936</li> <li>Economy Boss Head - B8A82181</li> </ul> <p>The 'g' by Free Fall Apparatus is also available for purchase as a bundle with the Unilab Fast Timer (B8H28573).</p> | 131.75 | EA | FVRATE20 | 1
Physics | B8H25339 | Harris Linear Air Track Aluminium | <p>This Linear Air Track kit is designed to provide a cost-effective system for the study of all aspects of Dynamics in a virtually friction-free environment. It is particularly effective in the field of collisions where conservation of momentum is dramatically demonstrated.</p> <p>The kit contains everything required for a vast array of experiments covering:</p> <ul> <li>Velocity,</li> <li>Motion and acceleration,</li> <li>Potential energy,</li> <li>Kinetic energy,</li> <li>Conservation of energy,</li> <li>Simple harmonic motion (SHM),</li> <li>Motion on level and inclined planes.</li> </ul> <p>Gliders are designed to accept standard slotted masses for additional load.</p> <p>The Air Track is supplied with a comprehensive accessory pack to facilitate every type of interaction.</p> <p>The accessories include Gliders / Vehicles with mass attachment, catapults and buffers.</p> <p>For the measurement of glider speed, Light Gates and Timers are required (PP00058200 &amp; PP00058195 or similar).</p> <p>Air Blower (coming soon) is required, but not included.</p> <ul> <li>Linear Air Track with accessories, 2m length.</li> </ul> | 362.95 | EA | FVRATE20 | 1
Chemistry | B8H25365 | Kinetic Theory Model Self-Contained | <p>This apparatus is designed to illustrate qualitatively the various aspects of the kinetic theory of gases. An electric motor running at 4 - 12V DC vibrates a small platform inside the Perspex tube causing the steel balls to move within the tube. An increase in the violence of vibration simulates an increase in gas temperature and an increase in the weight of the 'float' simulates an increase in gas pressure. Supplied with balls, Styrofoam float and manual.</p> | 63.35 | EA | FVRATE20 | 1
Chemistry | B8H25389 | The Whitley Bay Smoke Cell | <p>Brownian Motion is the random movement of microscopic particles suspended in liquids or gases resulting from the impact of molecules of the surrounding medium.</p> <p>The Whitley Bay Smoke Cell allows observation of 'Brownian Motion' in smoke particles. Consists of a box with a plastic lid with flanges that allow easy attachment to microscopes which have at least 20mm clearance between the stage and the end of the 10X objective. The box contains a smoke cell, cylindrical condensing lens and a 12 volt LED bulb. Apparatus pre-set to focus the light at the correct height. The set is supplied with detailed instructions and a squeeze bottle type smoke generator.</p> <ul> <li>Dimensions: Base: 100mm x 60mm, Overall Height: 20mm, Smoke Cell Box: 60mm x 60mm</li> </ul> <p>A 12V DC Power Supply and connecting leads are also required.</p> | 23.95 | EA | FVRATE20 | 1
Physics | B8H25432 | Metal Block Calorimeter Aluminium 75mm | <p>This Aluminium Block Calorimeter can be used for the experimental determination of the specific heat capacity of aluminium.</p> <p>The block is drilled with two holes: a large central hole, 12.5mm diameter for an immersion heater (B8A42584), and a smaller hole, 7.5mm diameter to suit a thermometer or temperature sensor.</p> <ul> <li>Specific Heat: 878J/kg/K</li> <li>Diameter: 75mm</li> <li>Heat Capacity: 86</li> <li>Mass: 1kg</li> <li>Accuracy: &plusmn;2%</li> <li>Thermometer Hole Dimensions: 7.5mm diameter, 72mm depth</li> <li>Immersion Heater Hole Dimensions: 12.5mm diameter, 75mm depth</li> </ul> <p>Alternative Block Calorimeters are available:</p> <ul> <li>Copper - B8H25456</li> <li>Mild Steel - B8H25444</li> <li>Brass - B8R06813</li> <li>Calorimeter Bundle (1 each of Copper, mild Steel, Brass, Aluminium) - B8R06830</li> </ul> <p>Associated Products:</p> <ul> <li>Calorimeter Jackets - B8R07701</li> <li>Immersion Heater - B8A42584</li> <li>Thermometers - B8R01905</li> </ul> | 15.29 | EA | FVRATE20 | 1
Physics | B8H25444 | Metal Block Calorimeters Steel Dia 44mm | <p>This Mild Steel Block Calorimeter can be used for the experimental determination of the specific heat capacity of mild steel.</p> <p>The block is drilled with two holes: a large central hole, 12.5mm diameter for an immersion heater (B8A42584), and a smaller hole, 7.5mm diameter to suit a thermometer or temperature sensor.</p> <ul> <li>Specific Heat: 361J/kg/K</li> <li>Diameter: 44mm</li> <li>Heat Capacity: 81</li> <li>Mass: 1kg</li> <li>Accuracy: &plusmn;2%</li> <li>Thermometer Hole Dimensions: 7.5mm diameter, 72mm depth</li> <li>Immersion Heater Hole Dimensions: 12.5mm diameter, 75mm depth</li> </ul> <p>Block Calorimeters are available in other materials:</p> <ul> <li>Copper - B8H25456</li> <li>Aluminium - B8H25432</li> <li>Brass - B8R06813</li> <li>Calorimeter Bundle (1 each of Copper, mild Steel, Brass, Aluminium) - B8R06830</li> </ul> <p>Associated Products:</p> <ul> <li>Calorimeter Jackets - B8R07700</li> <li>Immersion Heater - B8A42584</li> <li>Thermometers - B8R01905</li> </ul> | 7.19 | EA | FVRATE20 | 1
Physics | B8H25456 | Metal Block Calorimeters Copper Dia 44mm | <p>This Copper Block Calorimeter can be used for the experimental determination of the specific heat capacity of copper.</p> <p>The block is drilled with two holes: a large central hole, 12.5mm diameter for an immersion heater (B8A42584), and a smaller hole, 7.5mm diameter to suit a thermometer or temperature sensor.</p> <ul> <li>Specific Heat: 480J/kg/K</li> <li>Diameter: 44mm</li> <li>Heat Capacity: 91</li> <li>Mass: 1kg</li> <li>Accuracy: &plusmn;2%</li> <li>Thermometer Hole Dimensions: 7.5mm diameter, 72mm depth</li> <li>Immersion Heater Hole Dimensions: 12.5mm diameter, 75mm depth</li> </ul> <p>Alternative Block Calorimeters are available:</p> <ul> <li>Aluminium - B8H25456</li> <li>Mild Steel - B8H25444</li> <li>Brass - B8R06813</li> <li>Calorimeter Bundle (1 each of Copper, mild Steel, Brass, Aluminium) - B8R06830</li> </ul> <p>Associated Products:</p> <ul> <li>Calorimeter Jackets - B8R07701</li> <li>Immersion Heater - B8A42584</li> <li>Thermometers - B8R01905</li> </ul> | 30.39 | EA | FVRATE20 | 1
Physics | B8H25509 | Set Of Rods For Thermal Conductivity | <p>A set of 6 metal rods, designed to be heated over a tealight, for Thermal Conductivity Experiments comprising of:</p> <ul> <li>1 x Aluminium (240)</li> <li>1x Iron (72)</li> <li>1 x Copper (395)</li> <li>1 x Lead (34),</li> <li>1 x Brass (128)</li> <li>1 x Zinc (112).</li> </ul> <p>Conductivity in Wm-1K-1 at 373.2K is shown in brackets.</p> <p>Rod Dimensions: (L)300mm x (D)3.2mm</p> | 6.49 | P 6 | FVRATE20 | 1
Physics | B8H25523 | Convection In Air Apparatus | <p>Consists of an enamelled box (230mm x 75mm x 75mm) with a sliding glass front and two detachable glass chimneys measuring 150mm x 50mm diameter. </p> <p>A lit candle is mounted underneath one of the chimneys and the resulting convection current can be observed by using smoke from a smouldering taper. </p> <p>Supplied WITHOUT candles. </p> | 23.45 | EA | FVRATE20 | 1
Physics | B8H25560 | Motor Generator Unit | <p>For use as a driving unit or dynamo. Comprises a 2 to 6V d.c. motor provided with a 15mm diameter 'V' pulley.</p> <ul> <li>Supplied with driving belt.</li> <li>Base Dimensions: 153mm x 102mm</li> </ul> <p>Additional equipment required:</p> <ul> <li>2-6V DC Power Supply (PP00057620)</li> <li>4mm plug connecting leads</li> <li>G-Clamp</li> </ul> | 33.25 | EA | FVRATE20 | 1
Physics | B8H25705 | Mounted Solar Cell Metal Base | <p>Use the Mounted Solar Cell to demonstrate the production of electrical energy directly from light energy. The apparatus comprises a selenium photo-voltaic cell housed in a plastic case with a diffusing lens front (25mm x 25mm).&nbsp; Connection is made using 4mm plug leads.</p> <ul> <li>Overall Dimensions: 100mm x 45mm x 65mm</li> <li>Solar Cell Dimensions: 25mm x 25mm</li> </ul> | 14.79 | EA | FVRATE20 | 1
Lab Equipment | B8H25821 | Sonometer Wires Brass And Steel | <p>Set of six wires</p> <ul> <li>Brass and steel</li> <li>Length: 1.5m</li> <li>In three diameters: 0.7, 0.56 and 0.46mm (22, 24 and 26 SWG)</li> <li>For use with Sonometer as spare or replacement wires</li> <li>Pack of 6</li> </ul> | 8.59 | P 6 | FVRATE20 | 1
Physics | B8H25959 | Lens Holder Mounted | <p>Mounted Lens Holder designed to hold lenses or mirrors of 50mm diameter. Comprises a strip metal spring clip with a locating 'V' in either side arm. </p> <ul> <li>Mounted on a stand with a groove across the base to accommodate a metre rule. </li> </ul> | 4.15 | EA | FVRATE20 | 1
Physics | B8H25961 | Optical Bench with Rail 1.5 Metre | <p>This high quality, durable optical bench is ideal for classroom experiments dealing with introductory optics. The optical bench is comprised of aluminium and has two meters of measuring tape on both sides of the optical bench, which allows for easy reading of the position of the adjustable riders. An NFU with activities is included.</p> <p>Contents are:</p> <ul> <li>1.5M Optical Bench x 1</li> <li>Riders x 5</li> <li>Lens Holder with brass holding rod x 4</li> <li>Square Slit Holder x 1</li> <li>Candle Holder x 1</li> <li>White Plastic Screen x 1</li> <li>White Acrylic Screen with 360&deg; Printing (120mm x 120mm)</li> <li>Slit Square - 1 cut x 1</li> <li>Slit Square - 5 cut x 1</li> <li>Slit Square - Arrow x 1</li> <li>Slit Square - 4 Holes x 1</li> <li>Slit Square - Ring x 1</li> <li>Lens - Double Convex, Focal Length: 10cm x 1</li> <li>Lens - Double Convex, Focal Length: 20cm x 1</li> <li>Lens - Double Convex, Focal Length: 30cm x 1</li> <li>Lens - Double Concave, Focal Length: 20cm x 1</li> <li>Colour Filter (set of 7, plus 1 x Tricolour)</li> <li>Red &amp; Black Lead (1 Metre) x 1</li> <li>Needle Rod 4" x 1</li> <li>LED Light Source x 1</li> </ul> <p>Extra components (not included):</p> <ul> <li>Concave Prism</li> <li>Convex Prism</li> <li>Plane Mirror (50mm x 50mm)</li> </ul> | 278.05 | EA | FVRATE20 | 1
Physics | B8H25997 | Lens Holder Clip Type For Optical Bench | <p>This Lens Holder (Clip Type) for Optical Benches is designed to provide a firm grip on lenses and mirrors of up to 50mm diameter.</p> | 14.45 | EA | FVRATE20 | 1
Physics | B8H26011 | Holder For Diffraction Objects | <p>Rectangular metal frame with spring clips and a mounting rod. </p> <ul> <li>Dimensions: 105mm x 55mm x 10mm</li> </ul> | 26.59 | EA | FVRATE20 | 1
Physics | B8H26102 | Stand For Lens Holders | <p>Stand for Lens Holder consisting of a metal pillar with clamping screw to support rods of 6mm diameter as used on standard optical bench fittings. </p> <ul> <li>Base Dimensions: 100mm x 50mm</li> </ul> | 15.59 | EA | FVRATE20 | 1
Physics | B8H26138 | Youngs Slits | <p>For the measurement of the wavelength of light by the observation of 'fringes' produced by the interference between the 2 beams of light, from a common source, passing through the 2 slits. Photographically reproduced double slit 10mm long x 1mm separation protected by glass plates and framed in a 50 x 50mm mount. </p> <ul> <li>Dimensions: 107mm x 50mm x 10mm</li> </ul> | 16.35 | EA | FVRATE20 | 1
Physics | B8H26151 | Laser Accessory Set | <p>A set of compatible items which will enable diffraction to be investigated with slits, gratings, pinhole spots and other obstacles.</p> <p>The set comprises:</p> <ul> <li>1 Set of six lenses: focal lengths -100, -50, +50, +100, +200 and +1000mm</li> <li>3 Lens holders</li> <li>1 Slide holder for 50mm square slides</li> <li>1 Pinhole slide, 50mm square, with holes of 0.2, 0.1 and 0.05mm</li> <li>1 Slide with single and double slits</li> <li>Set of six slides with 1, 2, 3, 4, 5, and 6 slits respectively</li> <li>1 Set of three diffraction grating slides: 2 x 150 and 300 lines/mm</li> <li>1 Air cell for refractive index of gases. Path length 75mm approx.</li> <li>2 Microscope slides: 76 x 25mm</li> <li>1 Glass scale: 200 x 25 x 6mm, scale 0 to 150 mm x 1mm</li> <li>1 Support stand for glass scale</li> <li>1 Slide, 50mm square with circular obstacles for Fresnel diffraction</li> <li>6 Bead headed mapping pins and needle for Fresnel diffraction</li> <li>1 Hologram (ready prepared)</li> <li>1 Copy of Manual of School Laser Demonstrations</li> </ul> <p>Lasers can be purchased separately:</p> <ul> <li>B8A46139 - Philip Harris Semi-Conductor Laser</li> <li>B8H83651 - Unilab Solid State Laser</li> </ul> | 413.65 | PK | FVRATE20 | 1
Physics | B8H26175 | Gratings And Slits | <p>Set of nine Gratings and Slit slides in 50 x 50mm mounts.&nbsp;&nbsp;</p> <p>Six of the nine slides are multiple slit slides which have 0.08mm lines with 0.17mm space.</p> <p>The other three slides are coarse gratings with the following features:</p> <ul> <li>Coarse Grating 1: 150 slits, 4 lines / mm with 0.08mm line and 0.17mm space.</li> <li>Coarse Grating 2: 150 slits, 4 lines / mm with 0.04mm line and 0.21mm space.</li> <li>Coarse Grating 3: 300 slits, 8 line / mm with 0.03mm line and 0.10mm space.</li> </ul> <p><em>(Please note: all slit dimensions are approximate only as this can vary slightly depending on the materials which are currently available at the time of production)</em></p> | 110.75 | PK | FVRATE20 | 1
Physics | B8H26266 | Materials Collection For Magnetism | <p>The Materials Collection comprises of twenty magnetic and non-magnetic materials: </p> <p>The set includes: </p> <ul> <li>Iron,</li> <li>Steel,</li> <li>Aluminium,</li> <li>Wood,</li> <li>Polythene,</li> <li>Brass,</li> <li>Rubber,</li> <li>Copper,</li> <li>Wool,</li> <li>Nylon,</li> <li>Cork,</li> <li>Lead,</li> <li>Zinc,</li> <li>Carbon,</li> <li>Glass,</li> <li>PVC,</li> <li>Cotton,</li> <li>Cardboard,</li> <li>Perspex,</li> <li>Nickel.</li> </ul> | 21.95 | PK | FVRATE20 | 1
Physics | B8H26291 | Iron Rod Soft 200 X 12 mm. Dia. | <p>Soft Iron Rod </p> <p>Dimensions: </p> <ul> <li>Length: 200mm</li> <li>Diameter: 12mm</li> </ul> | 1.39 | EA | FVRATE20 | 1
Physics | B8H26319 | Magnetising And Demagnetising Coil 12V | <p>The Magnetising and Demagnetising Coil is a low voltage solenoid and is suitable for magnetising and demagnetising ordinary magnets, iron bars, strips, etc. It comprises of a solenoid wound with insulated copper wire which is mounted on a base complete with switch and 4mm terminals.</p> <ul> <li>Solenoid Dimensions: 250mm long x 35mm internal diameter</li> <li>Operating Voltage: 12V a.c. or d.c. at 6A</li> <li>Magnetising by a.c. or d.c.</li> <li>Demagnetising by a.c. only</li> </ul> | 74.55 | EA | FVRATE20 | 1
Physics | B8H26321 | Electromagnet | <p>A powerful electromagnet comprising a 'U' shaped soft iron core 100mm x 65mm overall. Formed from a 16mm diameter bar. The windings are of 0.9mm enamelled copper wire wound on insulation bobbins, connected in series and provided with 4mm sockets.</p> <p>The ends of the core are carefully ground to provide optimum magnetic contact with the armature, which is also ground flat.</p> <p>Winding resistance is approximately 0.5&Omega;</p> <p>A force of about 75N is required to pull the armature away from the core when 1A is flowing through the windings.</p> <ul> <li>Recommended Current: 5A.</li> <li>Maximum Current: 8A</li> <li>Input Voltage: 4-6V</li> </ul> | 10.05 | EA | FVRATE20 | 1
Physics | B8H26357 | Westminster Electromagnetic Kit | <p>A comprehensive kit sufficient for 8 students, containing all of the essential apparatus for a variety of investigations into the important phenomena of electromagnetism.</p> <p>The kit includes:</p> <ul> <li>Special magnets,</li> <li>C-cores,</li> <li>Yokes and armatures for constructing the model motor,</li> <li>Insulated copper wire,</li> <li>Compasses,</li> <li>Iron filings,</li> <li>MES and neon lamps</li> <li>Detailed Teacher's Notes describing the procedures and theoretical background.</li> </ul> <p>The experiments catered for include:</p> <ul> <li>General investigation of magnets including attraction, repulsion, and the magnetic meridian</li> <li>Investigation of the magnetic field due to magnets with highly visual activities</li> <li>Investigation of the magnetic field due to electric current, including simple galvanometers, electromagnets and vibrators</li> <li>Forces on currents in magnetic fields including: moving coil ammeter; simple electric motor construction and use; electromagnetic induction- the dynamo</li> <li>Alternating current: transformers and power line</li> <li>Eddy current and damping</li> <li>Force between currents</li> <li>a.c. Resonance; back e.m.f. and inductance</li> </ul> <p>Spare parts available:</p> <ul> <li>Mild Steel Yokes/Cradles - B8H26370</li> <li>Shafts - B8H26412</li> <li>Armatures - B8H26369</li> <li>White Cotton Reels - B8R01314</li> <li>Tinned Copper Wire - B8A90929</li> </ul> | 425.65 | PK | FVRATE20 | 1
Physics | B8H26369 | Armatures 44 X 30 X 12mm. | <p>Spare armatures for the Westminster Electromagnetics Kit (B8H26357) moulded, complete with winding grooves, sockets for index straws and metal bearing tube. </p> <ul> <li>Dimensions: 44mm x 30mm x 12mm</li> <li>Pack of 10</li> </ul> | 8.19 | P10 | FVRATE20 | 1
Physics | B8H26370 | Mild Steel Yoke | <p>Mild steel yokes / cradle for use with the Westminster Electromagnetics Kit (B8H26357) </p> <ul> <li>Diameter: 50mm</li> <li>Sold as pack of 10</li> </ul> | 68.39 | P10 | FVRATE20 | 1
Physics | B8H26412 | Knitting Needle Shafts 100 X 2mm Dia | <p>Spare shafts for the Westminster Electromagnetics Kit (B8H26257) </p> <ul> <li>Dimensions: 100mm x 2mm approx.</li> <li>Pack of 10</li> </ul> | 6.59 | P10 | FVRATE20 | 1
Physics | B8H26436 | Transformer Coil 60 + 60 Turns | <p>Silicon steel C-core and clip with a range of coils for use as inductors and transformers. The current ratings are based on 150A per square cm. The coils will run hot, but will not be damaged by short-term currents of up to twice the stated value. </p> <ul> <li>No. of Turns: 60 + 60</li> <li>Air-core: 350mH</li> <li>Wire: 1.22mm</li> <li>Max Current: 1.81A</li> </ul> <p>Alternative Transformer Coils are also available to purchase separately: </p> <ul> <li>B8H26448 - 5000 + 250 Turns</li> <li>B8H26459 - 500 + 125 Turns</li> <li>B8H26461 - 1200 + 1200 Turns</li> <li>B8H26473 - 120 + 120 Turns</li> </ul> | 25.69 | EA | FVRATE20 | 1
Physics | B8H26448 | Transformer Coil 5000 + 250 Turns | <p>Silicon steel C-core and clip with a range of coils for use as inductors and transformers. The approximate inductance values, with and without a complete C-core, are shown in the table below. Current ratings are based on 150A per square cm. The coils will run hot, but will not be damaged by short-term currents of up to twice the stated value. </p> <ul> <li>No. of Turns: 5000 + 250 Turns</li> <li>Air-core: 625mH</li> <li>Wire: 0.15/0.71mm</li> <li>Max Current: 0.03A</li> </ul> <p>Alternative Transformer Coils are also available to purchase separately: </p> <ul> <li>B8H26436 - 60+ 60 Turns</li> <li>B8H26459 - 500 + 125 Turns</li> <li>B8H26461 - 1200 + 1200 Turns</li> <li>B8H26473 - 120 + 120 Turns</li> </ul> | 39.99 | EA | FVRATE20 | 1
Physics | B8H26459 | Transformer Coil 500 + 125 Turns | <p>Silicon steel C-core and clip with a range of coils for use as inductors and transformers. The approximate inductance values, with and without a complete C-core, are shown in the table below. Current ratings are based on 150A per square cm. The coils will run hot, but will not be damaged by short-term currents of up to twice the stated value.</p> <ul> <li>No. of Turns: 500 + 125</li> <li>Air-core: 9mH</li> <li>Wire: 1.45/0.81mm</li> <li>Max Current: 0.25A</li> </ul> <p>Alternative Transformer Coils are also available to purchase separately:</p> <ul> <li>B8H26448 - 5000 + 250 Turns</li> <li>B8H26436 - 60 + 60 Turns</li> <li>B8H26461 - 1200 + 1200 Turns</li> <li>B8H26473 - 120 + 120 Turns</li> </ul> | 39.99 | EA | FVRATE20 | 1
Physics | B8H26461 | Transformer Coil 1200 + 1200 Turn | <p>Silicon steel C-core and clip with a range of coils for use as inductors and transformers. The approximate inductance values, with and without a complete C-core, are shown in the table below. Current ratings are based on 150A per square cm. The coils will run hot, but will not be damaged by short-term currents of up to twice the stated value. </p> <ul> <li>No. of Turns: 1200 + 1200</li> <li>Air-core: 145mH</li> <li>Wire: 0.315mm</li> <li>Max Current: 0.12A</li> </ul> <p>Alternative Transformer Coils are also available to purchase separately: </p> <ul> <li>B8H26448 - 5000 + 250 Turns</li> <li>B8H26459 - 500 + 125 Turns</li> <li>B8H26436 - 60 + 60 Turns</li> <li>B8H26473 - 120 + 120 Turns</li> </ul> | 39.99 | EA | FVRATE20 | 1
Physics | B8H26473 | Transformer Coil 120 + 120 Turns | <p>Silicon steel C-core and clip with a range of coils for use as inductors and transformers. The approximate inductance values, with and without a complete C-core, are shown in the table below. Current ratings are based on 150A per square cm. The coils will run hot, but will not be damaged by short-term currents of up to twice the stated value. </p> <ul> <li>No. of Turns: 120 +120</li> <li>Air-core: 1.5mH</li> <li>Wire: 1.0mm</li> <li>Max Current: 1.02A</li> </ul> <p>Alternative Transformer Coils are also available to purchase separately: </p> <ul> <li>B8H26448 - 5000 + 250 Turns</li> <li>B8H26459 - 500 + 125 Turns</li> <li>B8H26461 - 1200 + 1200 Turns</li> <li>B8H26436 - 60 + 60 Turns</li> </ul> | 40.75 | EA | FVRATE20 | 1
Physics | B8H26564 | Dissectible Transformer | <p>This apparatus has been designed primarily for demonstration of the basic principles of the a.c. transformer. The various coils and cores will also serve as the basis of many experiments in electromagnetism, using either direct or alternating current.</p> <p>Contents:</p> <ul> <li>1 laminated 'U' core, length of side 95 mm, base 150 x 40 x 40 mm</li> <li>1 each of clamp base, yoke, clamping bar and securing knobs (pair) for U-core</li> <li>1 x 300-turn 4A coil</li> <li>2 x 600-turn 2A coils</li> <li>1 x 1200-turn 1A coil</li> <li>1 x 3600-turn 0.3A coil, centre tapped</li> <li>1 x 12000-turn 0.05A coil</li> </ul> <p>In the basic transformer set, all coils are fitted with 4mm socket connections. All coils are of enamelled copper wire wound round on high impact plastic moulded bobbins 75mm long with cheeks 75 x 60mm. The robust clamping base is provided with a tommy-bar screw to hold the 'U' core, and two knurled nuts secure the armature and provide for easy changeover of the coils. Soft iron pieces locate on top of the 'U' core arms.</p> <p>Associated Products:</p> <ul> <li>Mains Coil - B8R08129</li> <li>Induction Accessory Set - B8H26606</li> </ul> | 350.95 | PK | FVRATE20 | 1
Physics | B8H26606 | Induction Accessory Set | <p>Induction Accessory Set designed for use with the <em><strong>existing</strong></em> version of our Dissectible Transformer (B8H26564).</p> <p>Set comprises of:</p> <ul> <li>A six turn copper coil which allows you to show the production of a heavy current at low voltage by the melting of a nail.</li> <li>A solder trough to demonstrate the principle of the induction furnace</li> <li>A set of aluminium rings to show 'Thomson's rings' effect. Two rings are 'solid', the third split to show that the rings must be continuous for 'levitation' to take place.</li> </ul> <p>A Mains coil is not included but is required for certain experiments and can be purchased separately (B8R08129).</p> | 115.95 | PK | FVRATE20 | 1
Physics | B8H26618 | Motor Accessory Set | <p>Lenz's law transformer accessory kit to demonstrate the production of large magnetic fields and Lenz's law damping on pendulums with and without slits.</p> <p>Designed to work with the Philip Harris Dissectible Transformer (B8H26564).</p> <p>Comprises of:</p> <ul> <li>A solid eddy plate</li> <li>A slotted eddy plate</li> <li>Aluminium disc</li> <li>Two pole pieces</li> <li>A vertical rod support</li> <li>Suspension poles and bars</li> </ul> | 41.15 | PK | FVRATE20 | 1
Physics | B8H26629 | Apparatus To Show Force On A Conductor | <p>This comprises of a strong U-shaped magnet and a pair of brass rails with 4mm socket terminals. A brass axle with plastic discs is free to roll along the rails and completes the electrical contact between them. When the axle is placed on the rails between the poles of the magnet, and a power supply unit is connected, the axle is repelled and rolls along the rails away from the centre of the magnetic field.</p> <ul> <li>Dimensions: 175mm x 60mm x 58mm</li> </ul> <p>Requires an external power supply (PP00057620 or similar) and standard 4mm plug leads.</p> | 72.55 | EA | FVRATE20 | 1
Physics | B8H26631 | Polythene Strip. Low Density 250 X 25mm | <p>Polythene Friction Rod (strip) for producing electrostatic charges by friction.</p> <p>Dimensions:</p> <ul> <li>Length: 250mm</li> <li>Diameter: 25mm</li> <li>Thickness: 4.4mm</li> </ul> <p>Alternative rod materials are available to purchase separately:</p> <ul> <li>Ebonite - B8A47958</li> <li>Perspex - B8A47969</li> <li>Polycarbonate - B8L01491</li> </ul> | 2.45 | EA | FVRATE20 | 1
Physics | B8H26655 | Malvern Electrostatics Kit | <p>Ideal for small group experiments in electrostatics. The set is built around the dual-purpose electroscope which, while being suitable for general work also enables comparative measurements to be made on the activity of weak radioactive materials.</p> <p>The electroscope has an internal transparent scale divided 0 to 90&deg; (x 10&deg;). Removable glass panels are provided at the front and back, one clear and one ground. A removable insulation bush is fitted into the top of the case, which supports the plated metal blade to which the gold leaf may be attached, and a 4mm socket earthing terminal is fitted at the side of the case. Two interchangeable electrodes are supplied - a 50mm disc on a peg and an elongated hook 160mm long, which may be removed after charging by using an insulating rod. Isolating the gold leaf mount reduces its capacity and increases the sensitivity of the electroscope for radioactivity experiments.</p> <p>The kit comprises:</p> <ul> <li>1 x Electroscope with top plate and hook electrode</li> <li>1 x Packet of gold leaves</li> <li>4 x Metallised polystyrene spheres</li> <li>1 x Reel of very fine nylon thread</li> <li>2 x Polythene plate, 75mm square</li> <li>1 x Electrophorus plate, 50mm diameter with insulating handle</li> <li>1 x Proof Plane</li> <li>2 x Aluminium Calorimeters</li> <li>1 x Cellulose acetate strip</li> <li>1 x Polythene strip with woollen rubber</li> <li>1 x Stirrup for suspending strip</li> </ul> | 113.99 | KIT | FVRATE20 | 1
Physics | B8H26679 | Dual Purpose Electroscope With Scale | <p>This gold leaf electroscope is great for hands on experience with electrostatic principles in physics classrooms and labs. The solidly constructed sheet anodised aluminium walls of the electroscope are mounted on a plastic base. Front glass window slides up to allow insertion of ionizing material in chamber. Transparent scale is attached inside chamber to measure the deflection of the gold leaf.</p> <p>Includes two gold leaf sheets, fitted with 4mm socket. Assembled, the electroscope measures 165 x 95 x 70mm.</p> <p>Note: The gold-leaf does not come pre-attached to the electroscope. Instructions on how to properly attach the gold-leaf to the conducting rod are included with the product manual.</p> <p>Replacement Gold Leaf is available to purchase separately (B8A67635).</p> | 24.75 | EA | FVRATE20 | 1
Physics | B8H26710 | Van De Graaff Generator Hand-Driven | <p>This hand powered Van de Graaff Generator includes a 200mm diameter metal sphere and a 100mm discharging sphere.</p> <p>The discharge sphere is supported on a pivoted arm with a handle and is attached to the top of the driving-wheel pillar.</p> <p>For connecting accessories, a 4mm socket is provided at the top of the large sphere, and a 4mm earth socket is drilled in the handwheel pillar base.</p> <p>Sparks in excess of 50mm in length are easily obtained at a slow rate of turning (200 rev/min) and the apparatus is tolerant of moisture and dust.</p> <ul> <li>Diameter of Dome: 200mm</li> <li>Diameter of Discharge Sphere: 100mm</li> <li>Overall Dimensions: 350mm x 190mm x 480mm</li> <li>Voltage Developed: 150kV with a short circuit current of about 3 &mu;A (depending upon atmospheric conditions)</li> <li>Supplied complete with instructions.</li> </ul> <p>A Van de Graaff Accessory Kit is available to purchase separately (B8H26746).</p> <p>Spares available:</p> <ul> <li>Spare Drive Belts: B8R08203 - Pack of 10</li> </ul> | 119.95 | EA | FVRATE20 | 1
Physics | B8H26746 | Accessories For Van De Graaff | <p>The accessories are provided with 4mm pegs that fit into the top of the Van de Graaff sphere.</p> <p>The set comprises:</p> <ul> <li>Perspex cylinder (with metal cap, plastic base and 4 metallised spheres)</li> <li>Faraday's Pail (a spun aluminium calorimeter with a short pillar inside with a 4mm hole)</li> <li>Head of hair (bunch of thread joined at one end to a short metal pillar)</li> <li>Point discharger (L-shaped metal rod, pointed at one end)</li> <li>Neon bulb&nbsp;</li> <li>Electric whirl (made from aluminium with pointed arms)</li> <li>Hair Comb</li> </ul> | 36.55 | PK | FVRATE20 | 1
Physics | B8H26758 | Van De Graaff Generator Motor Driven | <p>An efficient design for all the usual electrostatic experiments and for where a continuous source of high voltage is required. It has a strong metal base with profiled hand grips, housing a quiet running a.c. motor. The discharge sphere may be plugged into the base or supported separately, linked to the arching post with a standard 4mm connecting lead.</p> <ul> <li>Charge Collecting Belt: silicone rubber having excellent insulation resistance</li> <li>Tracking: belt-tracking easily adjusted</li> <li>Charge Collecting Combs: aluminium mesh, design to be clearly visible</li> <li>Spheres: aluminium, 230mm diameter</li> <li>Connections: 4mm sockets in dome and base</li> <li>Voltage Developed: up to 200kV, depending on ambient conditions, with a spark length of 60mm</li> <li>Discharger: spherical 75mm diameter on rod for plugging into the base earth socket or support in a retort stand</li> <li>Supplied with 1.5m mains lead, illuminated mains on/off switch and fuse</li> <li>This device is compliant to EN61010-2010 with certificates available on request</li> <li>Dimensions: 225mm x 180mm x 480mm.</li> </ul> <p>Spares available:</p> <ul> <li>White Plastic Discharge Sphere Holders: B8R08205 - Pack of 10</li> <li>Plastic Sphere Holder Connector: B8R08207 - Pack of 10</li> <li>Charge Collecting Belt: B8H26769</li> <li>O-Ring Seal: B8R08206 - Pack of 10</li> </ul> | 349.95 | EA | FVRATE20 | 1
Physics | B8H26769 | Charge Collecting Belt | <p>Charge collecting belt suitable for use with the following Van de Graaff Generators:</p> <ul> <li>B8H26710 - Philip Harris Van de Graaff Generator - Hand Driven</li> <li>B8H26758 - Philip Harris Van de Graaff Generator - Motor Driven</li> </ul> <p>Dimensions:</p> <ul> <li>Circumference: 750mm</li> <li>Width: 50mm</li> <li>Thickness: 2.5mm</li> </ul> <p>*This item is a charge collecting belt only and does not include the Van de Graaff*</p> | 23.75 | EA | FVRATE20 | 1
Physics | B8H26771 | Electric Fields Apparatus | <p>This apparatus enables electric field patterns to be shown in much the same way that magnetic fields are demonstrated with iron filings, either by direct viewing or on an overhead projector.</p> <p>The apparatus comprises a clear plastic dish (90mm x 12mm) and base (140mm x 125mm), which carries a pair of 4mm socket terminals / electrode holders. Alongside each terminal is a thumb screw system which permits fine height adjustment of the electrodes.</p> <p>Six electrodes are supplied, two 'point source', two 'line source' and two circular rings of 35 and 70mm diameter respectively.</p> <ul> <li>Requires an EHT 5kV Power Supply (B8R02653), Liquid Paraffin (B8R06467) and Semolina (available from supermarkets).</li> </ul> <p>The dish is placed on the base between the terminals and filled to a depth of 6 to 8 mm with liquid paraffin (not included). A small amount of semolina (also not included) is sprinkled evenly on the surface of the liquid. The electrodes are fitted into the cross-holes of the terminals and are clamped in the desired position. When the terminals are connected to the power supply field patterns are formed in the semolina, and different patterns can be shown by exchanging the pairs of electrodes. Patterns will continue to form even after the semolina has sunk to the bottom of the dish, giving a long viewing time and little disturbance when changing electrodes.</p> | 71.35 | EA | FVRATE20 | 1
Physics | B8H26801 | Harris Worcester Circuit Board | <p>The Harris Worcester Circuit Board consists of a baseboard, terminals, a set of metal connection pillars and a number of clip-on flexible connection strips and accessory units, allowing a variety of circuits to be constructed quickly and easily. Phosphor-bronze connection strips are so designed that when flexed a little they are easily slipped over the pegs where their natural spring holds them in position and ensures a good electrical contact.</p> <p>Features:</p> <ul> <li>Rapid assembly of simple circuits</li> <li>Wide range of accessories</li> </ul> <p>The following components are also supplied with each board:</p> <ul> <li>18 flash lamp bulbs, 1.25V, 0.25A</li> <li>9 connectors with lamp holder</li> <li>12 plain connectors</li> <li>1 connector with rheostat</li> <li>1 rectifier</li> <li>1 resistor</li> <li>2 flexible leads with 4mm plug and crocodile clips</li> <li>2 flexible leads with crocodile clips</li> <li>2 crocodile clips</li> <li>2 mounted bell pushes</li> <li>2 soft iron nails, 50mm, square head</li> <li>1 length bare copper wire, 20 s.w.g.</li> <li>1 length bare Eureka wire, 34 s.w.g.</li> <li>1 length plastic-covered wire, 0.6mm</li> <li>1 hardboard disc, drilled</li> <li>4 pencil leads</li> <li>1 piece copper foil</li> <li>1 piece steel wool</li> </ul> <p>Supplied WITHOUT batteries.</p> <ul> <li>D Batteries can be purchased separately: B8R05412</li> </ul> | 53.49 | EA | FVRATE20 | 1
Physics | B8H26813 | Connectors With Lamp Holder | <p>Spare pack of 10 connectors with Lamp Holder for use with the Worcester Circuit Board (B8R06035). </p> | 14.59 | P10 | FVRATE20 | 1
Physics | B8H26837 | Plain Spring Connectors | <p>Pack of 10 plain spring connectors for use with the Worcester Circuit Board (B8R06035). </p> | 15.85 | P10 | FVRATE20 | 1
Physics | B8H26849 | Connector With Rheostat | <p>Connectors with rheostat for use with the Worcester Circuit Board (B8R06035). </p> | 6.69 | EA | FVRATE20 | 1
Lab Equipment | B8H26862 | Resistor | <p>Ceramic resistor which can be used in the Worcester Circuit Board (B8R06035) </p> <ul> <li>4.7 O</li> <li> 5 watt</li> </ul> <p> </p> | 3.55 | EA | FVRATE20 | 1
Physics | B8H26904 | Push Button Switches P10 | <p>Pack of 10 Mounted Bell Pushes for use with the Worcester Circuit Board (B8R06035). </p> | 14.59 | P10 | FVRATE20 | 1
Physics | B8H26953 | Circuit Board Only | <p>Spare circuit board for use with the Worcester Circuit Board components which enable a variety of circuits to be constructed quickly and easily.</p> | 33.99 | EA | FVRATE20 | 1
Chemistry | B8H26965 | Plates For Simple Cells Zinc 90X25mm | <p>These easy to set up electrode plates can be used in electrochemical applications such as making simple voltaic cells and also as the electrodes during electrolysis.</p> <p>For use as electrodes in simple voltaic cells.</p> <ul> <li>Material: Zinc</li> <li>Plate DImensions: 90mm x 25mm</li> <li>Plate Thickness: 1.5mm</li> </ul> <p>Each plate has a 4mm terminal for connection to a power supply (Bench Power Unit or similar).</p> | 2.55 | EA | FVRATE20 | 1
Chemistry | B8H26977 | Plates For Simple Cells Carbon 90X25mm | <p>These easy to set up electrode plates can be used in electrochemical applications such as making simple voltaic cells and also as the electrodes during electrolysis.</p> <ul> <li>Material: Carbon</li> <li>Plate Dimensions: 90mm x 25mm</li> <li>Plate Thickness: 6mm</li> </ul> <p>Each plate has a 4mm terminal for connection to a power supply (Bench Power Unit or similar).</p> | 2.05 | EA | FVRATE20 | 1
Chemistry | B8H26989 | Plates For Simple Cells Copper 90X25mm | <p>These easy to set up electrode plates can be used in electrochemical applications such as making simple voltaic cells and also as the electrodes during electrolysis.</p> <p>For use as electrodes in simple voltaic cells.</p> <ul> <li>Material: Copper</li> <li>Plate Dimensions: 90mm x 25mm</li> <li>Plate Thickness: 1.5mm</li> </ul> <p>Each plate has a 4mm terminal for connection to a power supply (Bench Power Unit or similar).</p> | 3.95 | EA | FVRATE20 | 1
Physics | B8H27076 | Wheatstone Bridge One Metre Two Gap | <p>This substantial bridge has broad, heavily plated brass strips mounted on a polished hardwood base. Terminals with 4 mm sockets are provided. 24SWG constantan wire is stretched along the top of a meter scale in mm and cm. </p> <ul> <li>Dimensions: (L)1.13M x (W)80mm x (D)50mm</li> </ul> <p>Supplied WITH JOCKEY. </p> | 38.25 | EA | FVRATE20 | 1
Physics | B8H27099 | Jockey For Wheatstone Bridge | <p>For Wheatstone Bridge (B8H27076) and potentiometer work, with moulded ribbed insulating handle, plated-brass contact with locating notch, and a plated-brass terminal with a 4mm socket. </p> <ul> <li>Dimensions: 95mm x 15mm</li> </ul> | 6.69 | EA | FVRATE20 | 1
Physics | B8H27106 | Investigating Resistivity | <p>Low cost apparatus for student investigation into resistance, length and cross-sectional area </p> <p>Also acts as a bridge or potentiometer. </p> <p>This 40cm Resistance Board is designed to allow students to investigate resistance quantitively. The board is fitted with 4mm terminals connected by a length of resistance wire against a scale, and a 'jockey'. </p> <p>Wire samples are provided. These are 0.30mm, 0.44mm and 0.54mm in diameter. Experiments into the relationship between resistance and cross-sectional area can easily be conducted. If required other types of material can be connected between the sockets and their resistance investigated. </p> <p>Sockets are provided to enable the board to be used as a 40cm bridge/potentiometer. The Unilab Basic Student Meter (B8H30981) fitted with appropriate shunt is ideal for use with this board. Power can be provided by a 1.5V SP2 (R20) battery and or any low voltage power supply (e.g. Lockmaster B8G85469). </p> | 52.69 | EA | FVRATE20 | 1
Physics | B8H27143 | Experimental Radioactivity Set | <p>This set enables a comprehensive range of experimental investigations into the characteristics and properties of radioactive emission to be carried out.</p> <p>The kit consists of the following items:</p> <ul> <li>Radioactivity bench</li> <li>Aluminium Absorbers</li> <li>Lead Absorbers</li> <li>Set of Solid Blocks (made of Polystyrene, Wood, Aluminium Lead)</li> <li>Source Holders x 2, with Bulldog Clips for holding a cup source</li> <li>Carriages for Source Holders ahd Absorber Plates</li> <li>Collimator</li> <li>Full teacher notes</li> </ul> <p>This experimental set will enable students to investigate the following:</p> <ol> <li>To classify radioactive and non-radioactive solids.</li> <li>To investigate the randomness of the radiation emitted by a Radium226 source.</li> <li>To compare the activity of emitters.</li> <li>To reduce the intensity of radiation emitted by a source.</li> <li>To separate the radiation emitted by a Radium226 source.</li> <li>To investigate the rate of decay of a radioactive source and to determine the half-life of that decay process.</li> <li>To determine the range of alpha particles in the air.</li> <li>To investigate the absorption of beta particles in a metal.</li> <li>To investigate the attenuation of gamma rays in lead.</li> <li>To investigate the relationship between the intensity of gamma rays at a point and the distance of that point from the source.</li> <li>To monitor the distribution in space of the emission from a radiation source.</li> <li>To investigate the deflection of a stream of beta particles in a magnetic field.</li> <li>To investigate the back scattering of beta radiation by solids.</li> <li>To gauge the thickness of aluminium foil by the transmission of beta particles.</li> <li>To gauge the level of a liquid or powder by the transmission of beta particles.</li> </ol> <p>Additional equipment required for use is as follows:</p> <ul> <li>Geiger-Muller Tube (B8H27155) &amp; Geiger-Muller Tube Holder (B8A49724)</li> <li>A compatible rate meter or counter (B8H29280)</li> <li>At least one radioactive source (B849589, B8A49578, or B8A49591)</li> <li>Radioactive Source Handling Tool (B8A49608)</li> </ul> | 120.35 | PK | FVRATE20 | 1
Physics | B8H27179 | Alpha Scattering Analogue Apparatus | <p>This Alpha Scattering Apparatus is for demonstrating Rutherford scattering by means of a gravitational analogue of inverse square law repulsion. </p> <p>The apparatus comprises a spun aluminium hill, a 12.5mm steel ball and a wooden launching ramp. The shape has been determined by varying its height above the base line by an amount based upon the reciprocal of the radius. </p> <p>The launching ramp has a guide groove down its curved front face and index marks at 40mm, 60mm, 80mm and 100mm above the base to give a variety of known launching heights. </p> <ul> <li>Aluminium Hill Dimensions: (D)280mm x (H)60mm</li> <li>Launching Ramp Dimensions: (L)300mm x (W)48mm x (H)105mm</li> </ul> | 60.99 | EA | FVRATE20 | 1
Physics | B8H27234 | Resistance Substitution Box | <p>This resistance substitution box has 12 different values: </p> <ul> <li>100W,</li> <li>220W,</li> <li>470W,</li> <li>1KW,</li> <li>2.2KW,</li> <li>4.7KW,</li> <li>10KW,</li> <li>22KW,</li> <li>47KW</li> <li>100KW,</li> <li>220KW,</li> <li>470KW.</li> </ul> <p>All values are in + 1% tolerance and all the resistances are of 1 watt rating. </p> | 23.25 | EA | FVRATE20 | 1
Physics | B8H27283 | Capacitance Substitution Box | <p>The Capacitor Box uses 1 rotary dial with 12 steps. Various capacitors are selected one by one. Useful for general purpose electronic work. </p> <p>The unit has an easily selectable range of 12 preferred capacitors from 100 pF to 1 mFd. </p> <p>The individual values are: </p> <ul> <li>100 pF,</li> <li>220 pF,</li> <li>470 pF,</li> <li>2.2 nF,</li> <li>4.7 nF,</li> <li>10 nF,</li> <li>22 nF,</li> <li>47 nF,</li> <li>100 nF,</li> <li>220 nF,</li> <li>470 nF</li> <li>1mFd.</li> </ul> <p>All values of + 5% Accuracy and of 63V ratings. </p> | 40.05 | EA | FVRATE20 | 1
Physics | B8H27337 | Component Holders Pk 8 | <p>Two crocodile clips (with sleeves which accept 4mm plugs) mounted on a 90mm length of tough plastic channel. Useful for holding components such as resistors, diodes etc. </p> <ul> <li>Pack of 8</li> </ul> | 36.45 | P 8 | FVRATE20 | 1
Lab Equipment | B8H27374 | Slotted Masses 100g | <p>A set of stainless steel slotted masses with a hanger.</p> <ul> <li>9x 10g masses plus 10g hanger</li> <li>Mass Diameter: 35mm</li> </ul> | 9.95 | PK | FVRATE20 | 1
Physics | B8H27441 | Loudspeaker 80Hm 5Watt Mounted In Box | <p>A 75mm diameter, circular loudspeaker of 8 Ohm resistance.</p> <p>Contains a high flux ceramic magnet of nominal power rating 5W.</p> <p>Mounted in a rectangular plastic case and with two 4mm sockets for connection.</p> <p>Despite its relatively small size this unit will provide a useful level of sound over the whole audio frequency range.</p> <ul> <li>Dimensions: 150mm x 135mm x 40mm</li> <li>Resistance: 8 Ohm</li> <li>Power Rating: 5W</li> </ul> <p>Includes a boss for mounting the loudspeaker onto a retort stand rod of up to 10mm diameter.</p> | 30.69 | EA | FVRATE20 | 1
Physics | B8H27593 | Mfa Decisions Module (Mark Ii) | <p>MFA - Microelectronics For All </p> <p>MFA is one of the most popular and accessible microelectronics teaching packages. </p> <p>This MFA Decisions Module board is used to establish the ideas of inputs and outputs, high and low 'logic' levels, and how decisions are based on a set of conditions. </p> <p>The board carries four input devices: a slide switch, a push switch, a thermistor and a light sensor plus a socket for an external sensor. </p> <p>Outputs are a buzzer, an on/off relay and a bulb. </p> <p>The central section of the board provides a NOT gate (inverter), an AND gate and an OR gate. </p> <p>All inputs and outputs are via 2mm sockets, with on-board LEDs to display the state of signals. </p> | 108.75 | EA | FVRATE20 | 1
Physics | B8H27623 | Slave Light Gate | <p>Our popular Unilab Light Gate is fully protected against incorrect connection of signal or power and supplies from 9 to 25V a.c or d.c. can be used. </p> <p>A signal LED indicates that the unit is functioning correctly when obstructed. </p> <p>The unit is compatible with all of our timing devices such as: Motion QED (B8H28020), Fast timer (B8H28573), Centi-Second Timer Module and Stopclock (B8H27749 and B8H27507) and Scaler-Timer (B8H28925). </p> | 76.95 | EA | FVRATE20 | 1
Lab Equipment | B8H27749 | Centisecond Timer Module | <p>An accessory module which plugs into the front of the Unilab Stopclock (B8H27507) to increase it's functionality, and allows Light Gates to control the timing in either of two ways. In mode A, the clock measures between successive changes on one input (minimum time of 0.12s). This can be used to time the interruption of the light beam by a vehicle of known length. In Mode B, the clock times between successive changes on either input, so that the time between two Light Gates can be measured.</p> | 59.15 | EA | FVRATE20 | 1
Physics | B8H28342 | Benchmark A-C Ammeter 19.99A | <p>The Philip Harris range of digital meters have been designed to provide accurate, high quality instruments for education applications. The design of the meters, including the positioning and identification of the 4mm sockets and graphics on the front panel, ease the conceptual jump from circuit diagram to physical implementation.</p> <p><strong>Digital A.C. Ammeter</strong></p> <ul> <li>Range: 0 to 19.99A.</li> <li>Input Impedance: 0.01 Ohm</li> <li>Overload Capability: 100V.</li> <li>Frequency Response, &plusmn;2%: 0 to 10kHz.</li> <li>Display: 31/2 digit LCD with polarity and low battery indication.</li> <li>Battery: Internal 9v battery PP3 or equivalent (not included).</li> <li>Expected Battery Life: 5000 hours.</li> <li>Automatic switch off after 50 minutes of inactivity.</li> <li>Accuracy: +1% of full scale indication typical.</li> <li>Dimensions: 130mm x 92mm x 55mm</li> </ul> <p>The unit is powered by an internal PP3 battery which is not included, but is available to purchase separately (B8R05410).</p> | 79.55 | EA | FVRATE20 | 1
Physics | B8H28729 | Digital Magnetic Flux Density Unit | <p>This Digital Magnetic Flux Density Unit measures magnetic field strengths directly up to 2000mT (millitesla). Using a Hall-effect probe mounted on a rotatable ball and socket head, the Digital Magnetic Flux Density Meter can be used to investigate the fields surrounding magnets and coils quantitatively and immediately, without using indirect methods such as flux coils and ballistic galvanometers. The probe is permanently attached and is factory calibrated to the meter unit.</p> <p>The unit has 3 ranges 0-19.99, 0-199.9, and 0-1999mT selected by a 3 position switch, which cover most laboratory requirements.</p> <p>The 3&frac12; digit LCD display (digit height 12mm) features automatically set decimal point. The sensitive multi-turn set-zero control can be used to compensate for unwanted background fields. Note that on the most sensitive range, the Earth's magnetic field can be measured.</p> <p>As well as displaying the measured field strength on the LCD display, a p.d. from 0-1V, proportional to the reading, is available at 4mm sockets for connection to a data-logger of input resistance greater than 100k&Omega;.</p> <ul> <li>Direct method of measuring magnetic field strengths</li> <li>It can be used to detect and measure the Earth's magnetic field</li> <li>Factory calibrated Hall-effect probe</li> <li>0-1V output for connection to data-loggers</li> <li>Dimensions: 240mm x 135mm x 65mm</li> <li>Mass: 1.5kg</li> <li>Power supplied via: Mains, with 250mA anti-surge fuse.</li> </ul> <p>This device is compliant to EN61010-2010 with certificates available on request.</p> | 236.45 | EA | FVRATE20 | 1
Physics | B8H29954 | Digital A.C.Voltmeter 0 To 19.99V | <p>The Philip Harris range of digital meters have been designed to provide accurate, high quality instruments for education applications. The design of the meters, including the positioning and identification of the 4mm sockets and graphics on the front panel, ease the conceptual jump from circuit diagram to physical implementation.</p> <p><strong>Digital A.C. Voltmeter</strong></p> <ul> <li>Range: 0 to 19.99V.</li> <li>Input Impedance: 1M Ohm.</li> <li>Overload Capability: 100V.</li> <li>Frequency Response, &plusmn;2%: 0 to 10kHz.</li> <li>Display: 31/2 digit LCD with polarity and low battery indication.</li> <li>Battery: Internal 9v battery PP3 or equivalent (not included).</li> <li>Expected Battery Life: 5000 hours.</li> <li>Automatic switch off after 50 minutes of inactivity.</li> <li>Accuracy: +1% of full scale indication typical.</li> <li>Dimensions: 130mm x 92mm x 55mm</li> </ul> <p>The unit is powered by an internal PP3 battery which is not included, but is available to purchase separately (B8R05410).</p> | 71.45 | EA | FVRATE20 | 1
Physics | B8H30359 | Xenon Stroboscope | <p>If something is spinning, oscillating or vibrating very fast, how can you see it? A stroboscope gives the illusion of slowing down, freezing, or even reversing the action.</p> <p>This robust, light-weight stroboscope is ideal for classroom work with vibrations and waves. It features a bright xenon tube that is effective even in low ambient light, meaning complete blackout is not necessary.</p> <p>Control of flash frequency is by way of intuitive controls, in the range 0.2-300Hz. Coarse adjustment can be done by the multiplier buttons and fine adjustment can be done either by up and down buttons or by analogue-style dial. An external signal can be used instead, such as a signal generator or manual trigger. The unit resets to 1Hz for safety when switched on.</p> <p>A large LED display shows the frequency setting when using the internal modulator, and will display the frequency of the incoming signal if the external trigger is used. The unit features a carrying handle and is powered via a mains lead.</p> <p>It is an excellent aid when doing experiments with the Vibration Generator and Accessories, or ripple tanks. Watch musical instruments deform as they're played, and measure the speed of objects as they move through space.</p> <ul> <li>Frequency Range: 0.2-300Hz</li> <li>Flash tube intensity: approximately 10,000 lux</li> <li>Coarse &amp; Fine Adjustment</li> <li>Mains Powered</li> </ul> | 268.59 | EA | FVRATE20 | 1
Lab Equipment | B8H30476 | Stackable Cell Holder | <p>A versatile approach to cell holder design, these units each accommodating a D cell (HP2) size battery, will link together, both electrically and mechanically, to provide battery boxes of any desired voltage. The stacking system provides tappings every 1.5V and the holders may be permanently baseboard mounted if desired.</p> <ul> <li>Supplied as individual units.</li> <li>Batteries not included.</li> </ul> | 6.79 | EA | FVRATE20 | 1
Physics | B8H30499 | Hand Driven Generator Unit | <p>A stimulating addition to any lesson on energy conversion, electricity or magnetism.</p> <p>For demonstrating the variation of electrical output of a dynamo with its rate of rotation and the way in which the electrical load connected to it affects the amount of work required to drive it. The double stage step-up gear system gives an overall ratio of approximately 1:25.</p> <p>The hand generator directly involves the students in investigations by using their own energy to generate d.c. electricity. Slowly turn the handle and any 6V bulbs attached will light dimly, turn faster and the bulbs become brighter. The d.c. hand motor/generator is a high quality motor unit driven from the hand crank via 2 stage step up gearing. It is capable of generating approximately 6V d.c., with the polarity determined by the direction the handle is turned.</p> <ul> <li>Supplied with 1m of detachable twin lead terminating in a pair of crocodile clips.</li> <li>Dimensions: 200 x 100 x 85mm. Weight 275g.</li> </ul> <p>Attaching a 6V MES bulb in a holder using the 4mm sockets on the generator will show that a lamp increases in brightness when the generator is operated at different speeds.</p> | 51.75 | EA | FVRATE20 | 1
Physics | B8H30518 | Nuffield Line Shaft Unit | <p>To demonstrate the cycle of energy change from electrical, via mechanical energy (in the motor) to potential energy (stored in the raised mass), back to mechanical and finally electrical energy used to light the lamp.</p> <p>The shaft extends 50mm beyond the end of the baseboard and is provided with a pair of collars to form the winding drum for the cord.</p> <p>Additional equipment required:</p> <ul> <li>6V DC Power Supply (PP00057620)</li> <li>4mm plug connecting leads</li> <li>Hanging masses (500-700g)</li> <li>String</li> <li>G-Clamp</li> </ul> | 48.19 | EA | FVRATE20 | 1
Physics | B8H30609 | Crocodile Clips Pack Of 10 | <p>Crocodile clips specifically designed for use with BEK components. No plastic sleeves. </p> <ul> <li>Supplied in packs of 10.</li> </ul> | 4.75 | P10 | FVRATE20 | 1
Physics | B8H30622 | Rheostat Coil 11 Ohm BEK | <p>Replacement Rheostat Coil for the BEK Rheostat (B8H30646 - not included).</p> <ul> <li>11&Omega; Coil.</li> </ul> <p>Replacement 15&Omega; Coil is also available (B8L01053).&nbsp;</p> | 3.05 | EA | FVRATE20 | 1
Physics | B8H30634 | MFA Battery Holder For PJ996 | <p>This fits on top of a lantern battery and connects to MFA via a 50cm lead and keyed plug. </p> <p>Lantern Battery is available to purchase separately (B8R07662). </p> | 8.55 | EA | FVRATE20 | 1
Physics | B8H30646 | Rheostat variable resistor | <p>BEK Variable Rheostat mounted on a yellow baseplate with sockets to accommodate the connection of 4mm plug leads.</p> <p>Excellent for general circuit work.</p> <p>Vary the current in a circuit using this rheostat.&nbsp;</p> <ul> <li>Supplied with 11&Omega; coil (spare available, see: B8H30622).</li> <li>Recommended Voltage: 6V max.</li> <li>Additional 15&Omega; coil is also available separately (see B8L01053)</li> </ul> | 11.45 | EA | FVRATE20 | 1
Physics | B8H30701 | Vibration Generator | <p>The Vibration Generator gives mechanical oscillations when fed by signals from an oscillator/A.F. amplifier (e.g. a Power Signal Generator - B8G85793).</p> <p>The frequency response encompasses the whole of the audio spectrum and beyond. Electrical input is made via two 4mm sockets and the mechanical output is provided by a shaft terminating in a pair of clamping nuts. The locking slider feature allows the generator arm to be fixed to prevent damage. The Vibration Generator can be used in any position, free standing or clamped.</p> <p><strong>Technical Specifications:</strong></p> <ul> <li>Peak-to-peak displacement: Maximum 8mm at 1Hz, diminishes as frequency increases.</li> <li>Frequency range: From D.C. to 10kHz.</li> <li>Coil impedance: 3.5&Omega; at 50Hz.</li> <li>Maximum carrying load: 150g.</li> <li>Dimensions: Width 100mm x Depth 90mm x Height 95mm.</li> </ul> <p>This generator is ideal for the demonstration of transverse and longitudinal waves, essential topics within GCSE and Key Stage 4 Physics. Encourage deeper student engagement by exploring wave behaviour firsthand.</p> <p><strong>Required Equipment:</strong></p> <ul> <li>Power Signal Generator - B8G85793 (or equivalent).</li> <li>4mm Leads (two required) - B8R05705.</li> <li>A length of string.</li> </ul> <p>In the absence of the Power Signal Generator, a Bench Signal Generator (PP00057620) together with a Power Amplifier (B8R07696) can alternatively drive this device.</p> <p>For expanded capabilities, consider the Vibration Generator Accessory Kit (B8H30920) available separately. This includes a variety of accessories designed to broaden your demonstrations to encompass transverse, longitudinal, standing, and 2-Dimensional waves. Alternatively, opt for the comprehensive Vibration Generator Kit (B8R06826), which includes both the generator and accessories.</p> | 59.95 | EA | FVRATE20 | 1
Physics | B8H30749 | Mounted Buzzer Bek | <p>BEK Buzzer mounted on a yellow plastic tile with connections for 4mm plugs or for use with crocodile clips.</p> <p>Features the buzzer circuit symbol on top.</p> <ul> <li>Connect the positive lead to the + terminal.</li> </ul> | 4.35 | EA | FVRATE20 | 1
Physics | B8H30774 | Collisions Kit | <p>A simple and easy to use kit for work on momentum, collisions and the coefficient of restitution as well as conservation of energy.</p> <p>The kit consists two bogies having one side with Hook &amp; Loop pad and other side with spring.</p> <p>The collision track measures 1.2M in length and is graduated.</p> <p>It includes:</p> <ul> <li>A pair of support feet,</li> <li>2 photogate support holders and rods (photogates are not included)</li> <li>Masses set of 50 g, 20 g and 10 g each.</li> </ul> <p>Not for friction free work.</p> | 70.55 | EA | FVRATE20 | 1
Physics | B8H30798 | Push Switch Bek | <p>BEK Push Switch mounted on a yellow baseplate with sockets to accommodate the connection of 4mm plug leads.</p> <p>Excellent for general circuit work.</p> | 4.45 | EA | FVRATE20 | 1
Physics | B8H30804 | Bulb Holder BEK | <p>BEK Bulb Holder.</p> <p>The BEK Bulb Holder accepts all screw-in miniature bulbs. Mounted on a yellow plastic tile with connections for 4mm plugs or for use with crocodile clips. Features the bulb circuit symbol on top.</p> <p>Packs of the following bulbs are available to purchase separately:</p> <ul> <li>PP00053706 - 1.5V, 0.2A</li> <li>PP00053708 - 2.5V, 0.2A</li> <li>PP00053709 - 3.5V, 0.2A</li> <li>PP00053711 - 4.5V, 0.3A</li> <li>PP00053710 - 6V, 0.06A</li> <li>PP00053714 - 6.5V, 0.3A</li> <li>PP00053715 - 12V, 0.5A</li> </ul> | 2.89 | EA | FVRATE20 | 1
Physics | B8H30828 | Changeover Switch Bek | <p>BEK Changeover Switch - moving the contact directs the current through different circuits. The switch is mounted on a yellow baseplate, featuring the switch symbol on top, with sockets to accommodate the connection of 4mm plug leads. Excellent for general circuit work. </p> | 3.55 | EA | FVRATE20 | 1
Physics | B8H30839 | Universal Clip BEK | <p>This BEK Universal Clip holds components and materials for investigation.</p> <p>Consists of 2 crocodile clips mounted on a yellow baseplate.</p> <p>Is able to hold a wide variety of components.</p> | 3.15 | EA | FVRATE20 | 1
Physics | B8H30865 | Precision Resistance Unit Film 5 Ohm | <p>This Resistance Unit is based on a high stability metal film element. It offers improved accuracy and robustness, and is less expensive than traditional resistance coils. </p> <p>Features: </p> <ul> <li>Accuracy: 1%</li> <li>Resistance: 5O</li> <li>Max (V): 1.6</li> <li>Max (mA): 320</li> </ul> <p>Each sold individually. </p> | 6.99 | EA | FVRATE20 | 1
Physics | B8H30877 | Harris Sound Wave Demonstration Set | <p>Apparatus for investigating wave phenomena using sound. </p> <p>The efficient transducers may be driven by the output from a standard audio signal generator, and their sensitivity as receivers is such that they may be used directly on the 5mV input of an oscilloscope. </p> <p>Detailed equipment notes are provided covering investigations into: reflection and refraction; interference patterns in air; detection and measurement of phase differences in a signal received by two receivers; measurement of wavelength using the phase difference between transmitter and receiver etc. </p> <p>Units are housed in boxes (100mm x 75mm x 40mm) and the set comprises three transducers and one control box as follows: </p> <ul> <li>Transducers may be used as either transmitters or receivers. Electrical connection via 2m screened lead with 4mm plugs.</li> <li>Control box having 1m of screened input lead with 4mm plugs, & two pairs of 4mm output sockets. Switch permits phase reversal between the two outputs.</li> </ul> | 126.49 | PK | FVRATE20 | 1
Physics | B8H30919 | 20V D.C. Attachment For Easy Read | <p>Easy-Read Attachments - 20V d.c. Attachment&nbsp;</p> <p>The orange multipliers adapt the Easy-Read Digital Meter (B8R02652) for voltage measurements, and have their sockets on the front of the attachment (voltage is measured across a circuit component).</p> <ul> <li>The 20V d.c. attachment has an input impedance of 10MO.</li> </ul> <p>At least one Easy-Read attachment should be bought for each Easy-Read meter.&nbsp;</p> | 20.45 | EA | FVRATE20 | 1
Physics | B8H30920 | Vibration Generator accessory Kit | <p>This Accessory Kit has been developed for use with our Vibration Generator (B8H30701 - <strong>not included</strong>) and contains a multitude of items for the demonstration of standing waves (longitudinal, transverse and 2D) and kinetic theory. The 3D kinetic theory model consists of a transparent tube and 20 coloured plastic balls to represent molecules of a gas or liquid.</p> <p>The kit contains:</p> <ul> <li>Coil Spring</li> <li>Thick Rubber Cord</li> <li>Thin Rubber Cord</li> <li>Chladni Plate (Size:</li> <li>Piano Wire Loop</li> <li>Steel Strips</li> <li>Transparent Tube: 300mm x 70mm x 3mm</li> <li>20 Coloured Plastic Balls</li> <li>Cable Ties</li> </ul> <p>Requires the Philip Harris Vibration Generator and a Power Signal Generator (B8G85793) for use, which are both sold separately.</p> <p>The Vibration Generator (B8H30701) gives mechanical oscillations when fed by signals from a Power Signal Generator (B8G85793). The Vibration Generator can also be driven using a Bench Signal Generator (B8G85779) and Power Amplifier (B8R07696) in the absence of a Power Signal Generator.</p> <p>The frequency response encompasses the whole of the audio spectrum and beyond.</p> | 28.29 | PK | FVRATE20 | 1
Physics | B8H30944 | Mounted Motor BEK | <p>BEK Electric motor with drive pulley securely mounted on yellow plastic base. Accepts 4mm plugs or crocodile clips.</p> <ul> <li>Maximum Recommended Voltage: 6V</li> </ul> | 5.45 | EA | FVRATE20 | 1
Physics | B8H30993 | Double Pulley Blocks | <p>Double Pulley Block</p> <p>Incorporating 50mm diameter plastic pulleys carried in tough plastic frames. These blocks are also available in single and triple form with plain bearing pulleys. The bearing pin may be rapidly removed from the frame, thus releasing the pulleys and allowing easy 'stringing up'.</p> <p>A simple locking system prevents the pin accidentally coming out.</p> <p>All blocks have a hook at each end.</p> <ul> <li>Overall length of frame: 70mm</li> <li>Maximum Load: Approx. 2kg</li> </ul> | 3.55 | EA | FVRATE20 | 1
Physics | B8H31029 | Triple Pulley Blocks | <p>Triple Pulley Block</p> <p>Incorporating 50mm diameter plastic pulleys carried in tough plastic frames. These blocks are also available in double and single form with plain bearing pulleys. The bearing pin may be rapidly removed from the frame, thus releasing the pulleys and allowing easy 'stringing up'.</p> <p>A simple locking system prevents the pin accidentally coming out.</p> <p>All blocks have a hook at each end.</p> <ul> <li>Overall length of frame: 70mm.</li> <li>Maximum Weight: Approx. 2kg</li> </ul> | 4.25 | EA | FVRATE20 | 1
Physics | B8H31055 | Ticker Tape-Timer A.C. | <p>For the measurement of velocity and acceleration, using timing marks made on a moving paper tape by a vibrating 'striker'. Designed to operate on a 12V a.c. supply and uses the mains frequency as its timing standard. The unit is housed in a moulded case (L)115mm x (W)60mm x (H)70mm, including mounting flanges. The top of the case carries a tape guide with carbon paper disc support and adjustable 'anvil' for the striker point.</p> <p>All moving parts are fully enclosed and electrical connection is via 4mm sockets.</p> <ul> <li>Spare Ticker Tape is available to purchase separately: B8R07097</li> <li>A Power Supply with a voltage limiting lock is preferred (PP00057619)</li> </ul> | 36.05 | EA | FVRATE20 | 1
Physics | B8H31092 | Carbon Rods | <p>Carbon Rods for the BEK electrode holder (B8H79994) which is available to purchase separately.</p> <ul> <li>Supplied in packs of 10</li> <li> <p>Length - 100mm</p> </li> </ul> | 11.39 | P10 | FVRATE20 | 1
Physics | B8H31122 | Precision Resistance Unit Film 10 Ohm | <p>This Resistance Unit is based on a high stability metal film element. It offers improved accuracy and robustness, and is less expensive than traditional resistance coils. </p> <p>Features: </p> <ul> <li>Accuracy: 1%</li> <li>Resistance: 10O</li> <li>Max (V): 2.2</li> <li>Max (mA): 220</li> </ul> <p>Each sold individually. </p> | 6.99 | EA | FVRATE20 | 1
Physics | B8H31286 | 3 Way Switch Bek | <p>BEK 3-Way Switch mounted on a yellow baseplate with sockets to accommodate the connection of 4mm plug leads.</p> <p>Excellent for general circuit work.</p> | 5.05 | EA | FVRATE20 | 1
Primary Science | B8H34974 | 3D Pumping Heart Model | <p>A three-dimensional operating plastic heart with transparent chambers.</p> <p>The model has a squeeze bulb pump attached which enables to showcase how blood circulates around the heart chambers.</p> <p>Complete with assembly instructions and acrylic paint.</p> <p>Size: 250mm high.</p> | 14.99 | EA | FVRATE20 | 1
Biology | B8H47701 | Human Body Cube | <p>A book of the human body in the form of a cube. Tactile, rip-resistant and durable with wipe clean surfaces. Guided by the arrows, start and stop dots the cube can be opened and folded in a series of ways to show each ';page'.</p> <p>Makes for an excellent revision tool with a quirky format which students love.</p> <p>This cube contains full colour detailed and labelled pictures of all of the body's major systems:</p> <ul> <li>Circulatory system</li> <li>Brain</li> <li>Eye</li> <li>Ear</li> <li>Heart</li> <li>Lungs</li> <li>Digestion system</li> <li>Muscular system</li> <li>Skeletal system</li> <li>Kidneys</li> <li>Nervous system</li> <li>6cm x 6cm x 6cm</li> </ul> <p>Also available as a class pack of 10 (B8R00406)</p> | 9.15 | EA | FVRATE20 | 1
Environmental Science | B8H47968 | Grid Quadrat 25 squares | <p>Grid quadrat - Heavy gauge steel wire with a tough protective plastic coating. Great for mapping outside areas</p> <ul> <li>500mm x 500mm</li> <li>Sub-divided into 25 grid squares.</li> </ul> | 18.89 | EA | FVRATE20 | 1
Biology | B8H53531 | Carrot Cloning Kit | <p><strong>*Please note that our plant cloning kits are only suitable for use in education.*</strong></p> <p>This kit demonstrates the production of callus tissue from a root explant, and the recovery of whole, cloned carrot plants from the callus.</p> <p>The cells of the callus can be examined as well as stages of the development of the whole plant from the embryoid. Callus tissue can be maintained indefinitely in culture and provides a useful starting point for project work.</p> <p>Kit contains sufficient materials for up to thirty students/student groups.</p> <p>Contents:</p> <ul> <li>Full Notes for Use</li> <li>10 vials callus medium</li> <li>2 x 100cm&sup3; callus medium</li> <li>10 vials regeneration medium</li> <li>2 x 100cm&sup3; regeneration medium</li> </ul> <p>The following additional materials or equipment are required:</p> <ul> <li>Ethanol (B8R07143)</li> <li>Sodium Hypochlorite (B8A71479)</li> <li>Forceps (B8R00174)</li> <li>Scalpels (B8R00178)</li> <li>McCartney Bottles (B8R06307)</li> <li>Microscope (B8R05556 or similar)</li> <li>Microscope Slides (B8A76259)</li> <li>Cover Glasses (B8R09506)</li> </ul> | 115.5 | KIT | FVRATE20 | 1
Biology | B8H53543 | Cauliflower Cloning Kit | <p><strong>*Please note that our plant cloning kits are only suitable for use in education.*</strong></p> <p>This kit provides the necessary media and instructions for propagating small cauliflower plantlets from cauliflower curd. This technique, known as Meristem culture, has been chosen as an introduction to plant culture because of its relative speed and simplicity.</p> <p>No special facilities are required and provided the instructions are followed carefully, plantlets should be visible in 6-8 weeks. Once grown, the plantlets can be transplanted into seedling compost and 'grown on'.</p> <p>Additional supplies of growth medium are available to allow teachers to adapt the technique to meet their own needs.</p> <ul> <li>Suitable for 16+ or 'A' level students</li> <li>Sufficient for ten students/ student groups</li> </ul> <p>Contents:</p> <ul> <li>Full Notes for Use</li> <li>Sterile loops</li> <li>10 x peat discs</li> <li>10 x vials medium</li> <li>2 x 100cm&sup3; medium</li> <li>10 x Clear containers with lids</li> </ul> <p>The following additional materials or equipment are required:</p> <ul> <li>Scalpel (B8R00178)</li> <li>Forceps (B8R00174)</li> <li>Sodium Hypochlorite (B8A71479)</li> <li>Ethanol (B8R07143)</li> <li>Autoclave - for disposal (B8L75814)</li> <li>Autoclave Bags (PP00053865)</li> </ul> | 101.9 | KIT | FVRATE20 | 1
Biology | B8H53579 | HEALTH AND HYGIENE PROJECT KIT | <p>This Health and Hygiene Project Pack contains all the necessary information to investigate the effects of toothpastes, mouth washes, soaps, deodorants, shampoos, antiseptics and disinfectants, on the growth of microbes. Included in the kit are easy to follow instructions giving two methods for producing bacterial lawn plates and two methods for their use. Also supplied are two bacterial cultures: Micrococcus luteus (a Gram positive coccus) and Escherichia coli (a Gram negative rod). </p> <ul> <li>How effective is toothpaste, mouthwash and deodorant?</li> <li>An effective kit to introduce the use of microbiology into everyday topics</li> <li>Hygiene, a topic which pre-occupies most teenagers</li> <li>An easy way to demonstrate the importance of hygiene whilst introducing basic microbiology.</li> </ul> <p>Kit does not contain but requires the following: </p> <ul> <li>Petri dishes</li> <li>Beaker</li> <li>Marker pen</li> <li>Pipettes</li> <li>Filter paper cut into discs</li> <li>Tape</li> <li>Forceps</li> </ul> | 48.25 | KIT | FVRATE20 | 1
Glassware, Plastics & Ceramics | B8H64838 | Petri Dishes 90mm | <p>Our clear plastic disposable Petri dishes measure 90mm in diameter and have a standard depth of 15mm, making them versatile tools for various scientific activities within educational settings. Specifically designed for single use, these triple vented Petri dishes are supplied in sterile packs, ensuring hygiene and convenience for classroom experiments.</p> <p>Please note that these Petri dishes are not suitable for autoclaving as they may deform under high temperatures. They are ideal for cultivating microbiological specimens or can serve as temporary housing for small invertebrates during field studies. Additionally, they can be utilized for distributing small chemical samples in a controlled and safe manner, perfect for engaging practical classroom demonstrations.</p> <ul> <li>Diameter: 90mm</li> <li>Depth: 15mm</li> <li>Pack of 20</li> </ul> | 2.55 | P20 | FVRATE20 | 1
Glassware, Plastics & Ceramics | B8H71685 | Elementary Filters 90mm Diam 100Pk | <p>Standard student filter papers suitable for basic filtration requirements.</p> <ul> <li>Diameter: 90mm</li> <li>Thickness: 0.18-0.21mm</li> <li>Pore Size: 7.3-28.4um</li> <li>Boxes of 100 Papers</li> </ul> | 3.45 | EA | FVRATE20 | 1
Glassware, Plastics & Ceramics | B8H71697 | Elementary Filters 110mm Diam 100Pk | <p>Standard student filter papers suitable for basic filtration requirements.</p> <ul> <li>Diameter: 110mm</li> <li>Thickness: 0.18-0.21mm</li> <li>Pore Size: 7.3-28.4um</li> <li>Box of 100 Papers</li> </ul> | 3.55 | PHA | FVRATE20 | 1
Glassware, Plastics & Ceramics | B8H71703 | Elementary Filters 125mm Diam 100Pk | <p>Standard student filter papers suitable for basic filtration requirements.</p> <ul> <li>Diameter: 125mm</li> <li>Thickness: 0.18-0.21mm</li> <li>Pore Size: 7.3-28.4um</li> <li>Box of 100 Papers</li> </ul> | 3.95 | PHA | FVRATE20 | 1
Glassware, Plastics & Ceramics | B8H71715 | Elementary Filters 150mm Diam 100Pk | <p>Standard student filter papers suitable for basic filtration requirements.</p> <ul> <li>Diameter: 150mm</li> <li>Thickness: 0.18-0.21mm</li> <li>Pore Size: 7.3-28.4um</li> <li>Box of 100 Papers</li> </ul> | 5.69 | PHA | FVRATE20 | 1
Physics | B8H72446 | Rod Mounting and Bench Fitting Pulley | <p>50mm diameter aluminium pulley carried on a plastic frame.</p> <p>Features:</p> <ul> <li>Clamp fitting for anchoring to a bench/force board (max. width 30mm)</li> <li>Slot with clamping screw to allow attachment to a standard retort stand rod.</li> </ul> | 9.55 | EA | FVRATE20 | 1
Physics | B8H76580 | Lamp 12V | <p>Projection Lamp: </p> <ul> <li>12V, 24W S.B.C.</li> <li>With lead and 4mm plugs.</li> <li>Brightness: 400 Lumens ±15% Lm</li> </ul> <p>Requires a 12V d.c. Power Supply to operate (B8G85458 or similar). </p> <p>Has a rod attached to allow for attaching the lamp onto a retort stand using a bosshead (not included). </p> | 12.49 | EA | FVRATE20 | 1
Physics | B8H76592 | Double C Core and Clip | <p>As used in the 'Westminster' Electromagnetic Kit (B8A47659) and with coils (B8A47818). Each core is laminated from low loss iron strip to form a roughly rectangular core 90 x 50 x 22mm approximately, with a cross section of 22mm x 12mm, and is cut across the middle to produce two equal C's. A strong spring steel clip is provided to hold the two halves together. </p> | 30 | PK | FVRATE20 | 1
Physics | B8H76828 | Lamp And Stand | <p>Comprising a 12V 24W projection lamp in a conical lamphouse mounted on an adjustable boss. The lamphouse has cut-outs in its side giving a clear passage for the light while restricting the amount of stray illumination. The assembly is supported on a rod with a triangular cast base. Excellent for a wide variety of laboratory applications. </p> <ul> <li>Triangular Base Dimensions: 100mm sides x 28mm high.</li> <li>Overall Height of Stand: 240mm.</li> <li>Supplied with lamp and lead with 4mm plugs.</li> </ul> <p>Requires an external 12V Power Supply (B8G85458 or similar). </p> | 71.55 | EA | FVRATE20 | 1
Biology | B8H77201 | Mini DNA 12 Layer Molecular Model Kit | <p>These Mini DNA Molecular Kits provide an easy to understand introduction to DNA structure. They comprise of abstract shaped, colour coded parts to represent the nitrogenous bases, pentagonal sugar and pyramidal phosphate component parts present in the DNA double helix. Each component is designed so that it can only be attached in its correct position, e.g. Thymine will only pair Adenine. Can be constructed on the stand or without the separators provided. The model can also be uncoiled and "unzipped" to produce two strands. </p> <ul> <li>Scale 1cm = 2 angstroms.</li> </ul> <p>Each kit contains all the necessary components, including stand, support rod and easy to follow instructions. </p> <p>Also available as a 22 layer model kit (B8H77213). </p> | 22.95 | PK | FVRATE20 | 1
Biology | B8H77213 | Mini DNA 22 Layer Molecular Model Kit | <p>These Mini DNA Molecular Kits provide an easy to understand introduction to DNA structure. They comprise of abstract shaped, colour coded parts to represent the nitrogenous bases, pentagonal sugar and pyramidal phosphate component parts present in the DNA double helix. Each component is designed so that it can only be attached in its correct position, e.g. Thymine will only pair Adenine. Can be constructed on the stand or without the separators provided. The model can also be uncoiled and "unzipped" to produce two strands. </p> <ul> <li>Scale 1cm = 2 angstroms.</li> </ul> <p>Each kit contains all the necessary components, including stand, support rod and easy to follow instructions. </p> <p>Also available as a 12 layer model kit (B8H77201). </p> | 40.15 | PK | FVRATE20 | 1
Physics | B8H79908 | Eddy Current Unit | <p>For demonstration of eddy current braking when used in conjunction with the motor generator unit (b8H25560). The 120mm diameter aluminium disc has a 20mm driving pulley. The powerful circular magnets are carried on a pivoted arm so that they may be moved over or away from the disc as required.</p> <ul> <li>Dimensions of base: 165 x 165mm.</li> </ul> | 35.75 | EA | FVRATE20 | 1
Physics | B8H79994 | Electrode Holder BEK | <p>BEK Electrode Holder mounted on a yellow baseplate with sockets to accommodate the connection of 4mm plug leads. Excellent for general circuit work.</p> <ul> <li>Carbon rods available to purchase separately (see B8H31092)</li> </ul> | 5.15 | EA | FVRATE20 | 1
Lab Equipment | B8H83328 | Mixed Wire Pack 3Dia 0.14 0.2 0.28 | <p>Pack of three wires of for investigation of resistivity, to be held in the Universal Clip. </p> <ul> <li>Wire: Eureka (Constantan)</li> <li>32 swg : weight 24g, length 46m, diameter 0.28mm</li> <li>36 swg : weight 14g, length 54m, diameter 0.20mm</li> <li>39 swg : weight 7.5g, length 61m, diameter 0.14mm</li> </ul> | 8.09 | EA | FVRATE20 | 1
Physics | B8H89963 | Optical Bench Wooden 1.5 Metre | <p>This 1.5M wooden Optical Bench offers a cost effective alternative to metal optical benches.</p> <p>It consists of a wooden baseboard measuring 1.6M x 140mm, with a 1.5m scale divided in mm, plus 6 sliding moulded bases (100mm x 50mm each) with index line, brass pillar and locking screw.</p> <p>The following accessories are included:</p> <ul> <li>1 x 12V, 24W S.B.C projection lamp with lead and 4mm plugs</li> <li>1 x white metal object screen, 75mm in diameter, with gauze</li> <li>1 x holder for lenses, 38mm diameter</li> <li>1 x white metal receiving screen, 100mm x 75mm, with a slot for squared paper screen on the reverse</li> <li>1 x object needle mounted in 6mm brass rod</li> <li>1 x Plane mirror in a metal frame, 100mm x 75mm</li> </ul> <p>Each of the accessories is mounted on a 6mm brass rod which fits into the stands giving an optical height of 125mm above the base board.</p> <p>A power supply unit is required for the projection lamp (PP00057620 or similar).</p> <p>The projection lamp is available to purchase separately (B8H76580).</p> | 223.65 | KIT | FVRATE20 | 1
Physics | B8J73480 | Microwave Accessories | <p>Accessory Kit designed for use with the Microwave Kit by Unilab (B8R01946) </p> <ul> <li>2 x Aluminium reflectors (210mm x 210mm) with pairs of feet</li> <li>1 x Aluminium reflector (210mm x 60mm) with pair of feet</li> <li>1 x Hardboard ';semi-silvered' reflector (210mm x 210mm) with pair of feet</li> <li>1 polarisation grille with handle</li> </ul> | 43.85 | KIT | FVRATE20 | 1
Physics | B8L01053 | Rheostat Coil Only 15 Ohm BEK | <p>Replacement Rheostat Coil for the BEK Rheostat (B8H30646 - not included).</p> <ul> <li>15&Omega; Coil.</li> </ul> <p>Replacement 11&Omega; Coil is also available (B8H30622).&nbsp;</p> | 2.95 | EA | FVRATE20 | 1
Physics | B8L01491 | Polycarbonate Strips | <p>Polycarbonate Friction Rod (strip) for producing electrostatics charge by friction.</p> <p>Dimensions:</p> <ul> <li>Length: 250mm</li> <li>Diameter: 25mm</li> </ul> <p>Alternative rod materials are available to purchase separately:</p> <ul> <li>Ebonite - B8A47958</li> <li>Perspex - B8A47969</li> <li>Polythene - B8H26631</li> </ul> | 1.85 | EA | FVRATE20 | 1
Physics | B8L01958 | Economy Electricity Kit | <p>Ideal for introductory electronics. </p> <p>A basic assortment of circuit components including: </p> <ul> <li>MES Lamp holders (x10) (B8A56972)</li> <li>MES Bulbs (x10) (B8A56728)</li> <li>6V Buzzer with connecting leads (x1) (B8A61268)</li> <li>Electric Motor, 3 - 6V (x1) (B8A61323)</li> <li>DPDT Slide Switch (x5) (B8A61309)</li> <li>1.5V Cell Holder (x3) (B8C51847)</li> <li>Crocodile Leads (x10) (B8A59389)</li> </ul> | 35.05 | KIT | FVRATE20 | 1
Chemistry | B8L07092 | pH1-14 Universal Indicator Test Papers | <p>Universal indicator test papers pH 1-14, for use in laboratory, food service, education, environmental, cosmetics, industrial and water treatment.</p> <ul> <li>Supplied in 10 books of 20 strips</li> <li>Range: pH 1-14</li> <li>Colour chart is included on the front of the box.</li> </ul> | 3.95 | P10 | FVRATE20 | 1
Biology | B8L07109 | Standard Peak Flow Meter | <p>Peak Flow Meters allow patients to monitor their asthma and Peak Expiratory Flow (PEF); a measurement of how fast a patient can blow out. When a patient is well their PEF is higher, when the airways are narrow (as in asthma) PEF is lower.</p> <ul> <li>Supplied complete with instructions for use, patient self-monitoring chart and sterilisable mouthpiece.</li> </ul> | 15.59 | EA | FVRATE20 | 1
Environmental Science | B8L10212 | Soil Types Kits | <p>A boxed kit of 12 reference samples, for teaching geography, forensics, science and agriculture. The samples have been air-dried, sieved through a 6mm mesh and packed in containers, with one of each soil type. The kit can be used for describing and grouping soils on the basis of characteristics, including, appearance, texture and permeability. </p> <p>Labelled with soil type and contained in a Gratnells tray. Each set is supplied with a detailed experimental booklet. </p> <p>Contents 200ml containers of each soil type. </p> <ul> <li>Cambisol (brown earth)</li> <li>Fluvisol (silt soil)</li> <li>Gley Soil (clay soil)</li> <li>Histosol (peat soil)</li> <li>Lithosol (calcareous clay)</li> <li>Leptosol (chalk soil)</li> <li>Podzol (elluviated sandy horizon)</li> <li>Rendzina (calcareous soil)</li> <li>Anthrosol (man made loam)</li> <li>Cryosol (tundra soil)</li> <li>Arenosol (sandy soil)</li> <li>Regosol (mountain soil)</li> </ul> | 50.45 | EA | FVRATE20 | 1
Physics | B8L10327 | Projectile Launcher | <p>An ideal piece of apparatus for investigating the motion of projectiles. The apparatus can easily be clamped to a bench/desk (clamp provided) and the angle of projection can easily be adjusted through 90&deg;.</p> <p>The angle is read by means of a plumb line that hangs past an angle measurer that is attached to the unit. Firing of the unit is obtained by releasing a spring-loaded rod that acts against a large ball bearing (included).</p> | 54.75 | EA | FVRATE20 | 1
Physics | B8L11149 | Bell In A Bell Jar Experiment | <p>An ideal solution to the common physics experiment demonstrating that sound will not travel in a vacuum.</p> <p>Place the bell jar on the pump plate, briefly connect the power supply so that the bell can be heard ringing. Connect a vacuum pump to the pump plate and evacuate as much air as possible. Close the valve, switch off the pump and connect the power again. The bell striker moves but can barely be heard. Open the valve slowly, allowing air back in, and the volume of the bell increases.</p> <p><em><strong>Please note - DC Power Supply and </strong></em><em><strong>Vacuum pump&nbsp;</strong></em><em><strong>are not included (See PP00057619 and B8R02971).</strong></em></p> <p>The apparatus consists of a sturdy metal base plate mounted on a metal tripod.</p> <p><strong>Baseplate Dimensions:</strong></p> <ul> <li>Height: 200mm</li> <li>Diameter: 230mm</li> </ul> <p>The bell jar is acrylic and comes complete with an electric bell that requires a suitable d.c. power supply (3 - 6V). Connection to a power supply is made via two 4mm terminals that protrude from the rubber stopper positioned at the top of the bell jar.</p> <p><strong>Bell Jar Dimensions:</strong></p> <ul> <li>Height: 260mm</li> <li>Diameter: 180mm</li> <li>Overall mass: 5kg</li> </ul> | 74.25 | KIT | FVRATE20 | 1
Biology | B8L12051 | Catalase | <p>Catalase - 50ml</p> <p><strong>Please note that none of our enzymes are to be considered as being of Food Grade Standard and are not fit for human consumption.&nbsp; They are only suitable for use in education.</strong></p> <ul> <li>Working Concentration: 0.5 - 2%</li> <li>pH range: 3 - 9</li> <li>Temperature range: 25 - 80&deg;C</li> <li>Substrate: 20% Hydrogen peroxide</li> <li>Product: Water &amp; Oxygen</li> <li>Source: Micrococcus lysodeikticus</li> <li>Commercial Grade Liquid</li> </ul> <p>It's good practice to store enzymes in a refrigerator (5&deg;C approx.). This should give a shelf life of 12 months without significant loss of activity.</p> <p>All enzymes, as supplied, should be considered as 100% (unless otherwise specified) for example:</p> <ul> <li>Cellulase is supplied as 2g powder - 1g in 100ml gives a 1% working solution</li> <li>Pectinase supplied as 100ml - 1ml diluted to 100ml gives a 1% solution</li> </ul> <p>Glossary:</p> <ul> <li>pH - Recommended range for maximum activity</li> <li>Temperature - recommended range for maximum activity</li> <li>Working Concentration - dilution of the Enzyme (as supplied) to this level should give an acceptable reaction time.</li> <li>Substrate - substance to be reacted with the Enzyme, and appropriate concentration</li> <li>Product - substance produced by breakdown of the substrate</li> <li>Source - origin of the Enzyme</li> </ul> | 9.65 | VMN | FVRATE20 | 1
Lab Equipment | B8L12385 | Iron Gauze Ceramic Centre 125mm pk10 | <p>Square iron mesh with flat circular ceramic centre. </p> <p><strong>Dimensions</strong>: 125 x 125mm </p> <p>Pack of 10. </p> <p>Asbestos free since 1980! UK Test certificates available on request </p> | 6.19 | P10 | FVRATE20 | 1
Chemistry | B8L12750 | Solid Materials Kit | <p>A variety of materials in the form of rectangular blocks, intended to familiarise the student with the appearance, 'feel', texture, hardness and density of a range of common substances.</p> <p>Kit contains blocks of materials in the following sizes:</p> <ul> <li>Softwood, Hardwood, Paraffin Wax, Aluminium, Iron, Foamed Polystyrene: 50mm x 40mm x 30mm</li> <li>Perspex, Glass, Slate, Aluminium, Softwood, Marble: 20mm x 20mm x 100mm&nbsp;</li> <li>Lead: 50mm x 50mm x 20mm</li> <li>Aluminium: 50mm x 50mm x 80mm</li> <li>Hardwood: 50mm x 50mm x 200mm</li> <li>Brass: 20mm x 20mm x 50mm</li> <li>Iron: 40mm x 40mm x 20mm.</li> </ul> | 107.39 | PK | FVRATE20 | 1
Physics | B8L15970 | Interscale Dial 0-10mA DC Current | <p>Meter dial for use with Interscale Demonstration Meter (B8L16093). </p> <ul> <li>Dial Range: 0 - 10mA</li> <li>Input: D.C.</li> </ul> | 9.25 | EA | FVRATE20 | 1
Physics | B8L15994 | Interscale Dial 0-1A Dc Current | <p>Meter dial for use with Interscale Demonstration Meter (B8L16093). </p> <ul> <li>Dial Range: 0 - 1A</li> <li>Input: D.C. </li> </ul> | 8.39 | EA | FVRATE20 | 1
Physics | B8L16007 | Interscale Dial 0-10A Dc Current | <p>Meter dial for use with Interscale Demonstration Meter (B8L16093). </p> <ul> <li>Dial Range: 0 - 10A</li> <li>Input: D.C.</li> </ul> | 9.25 | EA | FVRATE20 | 1
Physics | B8L16019 | Interscale Dial 0-1V Dc Voltage | <p>Meter dial for use with Interscale Demonstration Meter (B8L16093). </p> <ul> <li>Dial range: 0 - 1V</li> <li>Input: D.C. </li> </ul> | 8.89 | EA | FVRATE20 | 1
Physics | B8L16020 | Interscale Dial 0-15V Dc Voltage | <p>Meter dial for use with Interscale Demonstration Meter (B8L16093). </p> <ul> <li>Dial Range: 0 - 15V</li> <li>Input: D.C.</li> </ul> | 8.95 | EA | FVRATE20 | 1
Physics | B8L16032 | Interscale Dial 5-0-5V Dc Voltage | <p>Meter dial for use with Interscale Demonstration Meter (B8L16093).</p> <ul> <li>Dial range: 5 - 0 - 5V</li> <li>Input: D.C.</li> </ul> | 9.25 | EA | FVRATE20 | 1
Physics | B8L16079 | Interscale Dial 0-15V Ac Voltage | <p>Meter dial for use with Interscale Demonstration Meter (B8L16093). </p> <ul> <li>Dial Range: 0 - 15V</li> <li>Input: A.C. </li> </ul> | 8.89 | EA | FVRATE20 | 1
Physics | B8L16081 | Interscale Dial 0-300V Ac Voltage | <p>Meter dial for use with Interscale Demonstration Meter (B8L16093). </p> <ul> <li>Dial Range: 0 - 300V</li> <li>Input: A.C. Voltage</li> </ul> | 8.39 | EA | FVRATE20 | 1
Physics | B8L16093 | Interscale Demonstration Meter | <p>A versatile demonstration meter that can be converted from a Voltmeter to an Ammeter on either A.C. or D.C. by the use of interchangeable dials (sold separately: see below). Each dial fits through a slot in the side of the case and connects through four fixed 4mm sockets. The meter operates using a moving coil galvanometer housed within a plastic case allowing all working/moving parts to be observed through either side of the meter. Scales are marked on both sides making this unit ideal for class demonstration.</p> <ul> <li>Versatile meter that can show A.C. or D.C.</li> <li>Highly sensitive moving coil galvanometer with accuracy of &plusmn; 2.5%</li> <li>Scale on both sides of the dial for class demonstration</li> <li>Easy observation of working parts</li> <li>Basic sensitivity of meter is 5 mA, 100 mV f.s.d</li> <li>Dimensions: (W)300mm x (H)300mm x (D)150mm</li> </ul> <p>Dials are not included.&nbsp; A range of dials for the Interscale Demonstration Meter are available to purchase separately:</p> <ul> <li>0 - 10mA d.c. - B8L15970</li> <li>0 - 1A d.c. - B8L15994</li> <li>0 - 10A d.c. - B8L16007</li> <li>0 - 1V d.c. - B8L16019</li> <li>5 - 0 - 5V d.c. - B8L16032</li> <li>0 - 15V d.c. - B8L16020</li> <li>0 - 10A a.c. - B8R06811</li> <li>0 - 15V a.c. - B8L16079</li> <li>0 - 300V a.c. - B8L16081</li> </ul> | 58.09 | EA | FVRATE20 | 1
Physics | B8L16226 | Spouting Cylinder 400 x50mm | <p>To demonstrate Torricelli's law that pressure increases with depth. Consists of a solid metal cylinder (50mm diameter) with three equal size orifices at different heights down one side.</p> <ul> <li>Height: 400mm.</li> <li>Diameter 60mm.</li> </ul> <p>Includes comprehensive instruction manual.</p> | 19.79 | EA | FVRATE20 | 1
Lab Equipment | B8L16354 | Iron Gauze Ceramic Centre 150mm Pk10 | <p>Iron gauzes in a square shape with flat circular ceramic centre.</p> <ul> <li>Dimensions: 150mm x 150mm</li> <li>Pack of 10.</li> </ul> <p>Asbestos free since 1980! UK Test certificates available on request, given a batch number.&nbsp; Please contact techsupport@philipharris.co.uk quoting the batch number if certificates are required.</p> | 7.19 | P10 | FVRATE20 | 1
Physics | B8L19161 | Metal Disc Set | <p>A set of 16 discs (25mm in diameter) for demonstrating that some metals are magnetic, whilst others are not, and for general metal identification exercises.</p> <p>The set contains:</p> <ul> <li>2 x Mild Steel,</li> <li>2 x Stainless Steel,</li> <li>2 x Brass,</li> <li>2 x Nickel,</li> <li>2 x Silver,</li> <li>2 x Bronze,</li> <li>2 x Aluminium</li> <li>2 x Copper.</li> </ul> <p>One of each pair of discs is stamped with the name of the metal, while the other is unmarked.</p> | 10.55 | P16 | FVRATE20 | 1
Chemistry | B8L19215 | Sodium hydroxide 1.0M 1L | <ul> <li>Molecular Weight: 40.00g/mol</li> <li>CAS Number: 1310-73-2</li> <li>Hazard: H314</li> <li>Precaution: P280,P301+P330+P331,P303+P361+P353,P305+P351+P338,P310</li> </ul> | 7.85 | VLA | FVRATE20 | 1
Chemistry | B8L19227 | Sulfuric Acid 1.0M AR 1L | <ul> <li>Molecular Weight: 98.07g/mol</li> <li>CAS Number: 7664-93-9</li> <li>Hazard: H315,H319</li> <li>Precaution: P264,P280,P305+P351+P338,P310,P302+P352+P321,P332+P313</li> </ul> | 5.95 | VLA | FVRATE20 | 1
Chemistry | B8L19240 | Nitric Acid 70% w/w AR 1L | <p><strong>Please note this item is restricted and now requires authorisation to purchase. Please contact our customer service team by phone or e-mail who will be able to assist you further.</strong></p> <ul> <li>Molecular Weight: 63.01g/mol</li> <li>CAS Number: 7697-37-2</li> <li>Hazard: H272,H314</li> <li>Precaution: P220,P280,P305+P351+P338,P310</li> </ul> | 9.25 | VLA | FVRATE20 | 1
Chemistry | B8L19252 | Sodium hydroxide 2.0M AR 1L | <ul> <li>Molecular Weight: 40.00g/mol</li> <li>CAS Number: 1310-73-2</li> <li>Hazard: H314</li> <li>Precaution: P280,P301+P330+P331,P303+P361+P353,P305+P351+P338,P310</li> </ul> | 4.99 | VLA | FVRATE20 | 1
Chemistry | B8L19264 | Sodium hydroxide 5.0M AR 1L | <ul> <li>Molecular Weight: 40.00g/mol</li> <li>CAS Number: 1310-73-2</li> <li>Hazard: H314</li> <li>Precaution: P280,P301+P330+P331,P303+P361+P353,P305+P351+P338,P310</li> </ul> | 6.7 | VLA | FVRATE20 | 1
Chemistry | B8L19276 | Sulfuric Acid AR 1L | <p><strong>Please note this item is restricted and now requires authorisation to purchase. Please contact our customer service team by phone or e-mail who will be able to assist you further.</strong></p> <ul> <li>Molecular Weight: 98.08g/mol</li> <li>CAS Number: 7664-93-9</li> <li>Hazard: H315,H319</li> <li>Precaution: P264,P280,P305+P351+P338,P310,P302+P352+P321,P332+P313</li> </ul> | 13 | VLA | FVRATE20 | 1
Chemistry | B8L19288 | Hydrochloric Acid 35% w/w AR 1L | <p><strong>Please note this product is restricted and now requires authorisation to purchase. Please contact our customer service team by phone or e-mail who will be able to assist you further.</strong></p> <ul> <li>Molecular Weight: 36.46g/mol</li> <li>CAS Number: 7646-01-0</li> <li>Hazard: H315,H319,H335</li> <li>Precaution: P260,P280,P303+P361+P353,P304+P340,P310,P305+P351+P338</li> </ul> | 6.45 | VLA | FVRATE20 | 1
Chemistry | B8L19299 | Hydrochloric Acid 35% w/w Tech 1L | <p><strong>Please note this product is restricted and now requires authorisation to purchase. Please contact our customer service team by phone or e-mail who will be able to assist you further.</strong></p> <ul> <li>Molecular Weight: 36.46g/mol</li> <li>CAS Number: 7647-01-0</li> <li>Hazard: H315,H319,H335</li> <li>Precaution: P260,P280,P303+P361+P353,P304+P340,P310,P305+P351+P338</li> </ul> | 6.65 | VLA | FVRATE20 | 1
Chemistry | B8L19306 | Phenolphthalein Solution 100ml | <ul> <li>Molecular Weight: 318.32g/mol</li> <li>CAS Number: Phenolphthalein: 77-09-8 Ethanol: 64-17-5</li> <li>Hazard: H341,H350,H361</li> <li>Precaution: P201,P210,P281,P308+P313</li> </ul> | 3.35 | VMO | FVRATE20 | 1
Chemistry | B8L19318 | Phenolphthalein Solution in Ethanol500ml | <ul> <li>Molecular weight: 318.32g/mol</li> <li>CAS Number: Phenolphthalein: 77-09-8 Ethanol: 64-17-5</li> <li>Hazard: H341,H350,H361Df</li> <li>Precaution: P201,P210,P281,P308+P313</li> </ul> | 4.55 | VMV | FVRATE20 | 1
Physics | B8L20035 | Bourdon Gauge 0 To 3.4Pa | <p>Simple circular gauge used for the measurement of actual (total gaseous) pressure.</p> <p>The dial from reads 0 to 3.4 x 105 Pa actual (total) pressure.</p> <p>The case has a clear Perspex back so that the working parts may be seen.</p> <p>A tubule, 8mm diameter, provides connection to the system under investigation.</p> <p>With no equipment attached to the gauge at room temperature, the dial will read&nbsp;1 x 105 kPa (atmospheric pressure).</p> <p>The gauge is mounted on a heavy base 102mm x 102mm x 25mm, with rubber feet.</p> <ul> <li>Overall Dimensions: (H)220mm x (D)40 mm</li> <li>Diameter: 106mm</li> </ul> | 66.79 | EA | FVRATE20 | 1
Physics | B8L26086 | Demonstration Electric Motor With Magnet | <p>A model of the simplest form of d.c. electric motor, having a 2-pole armature wound with enamelled copper wire, and a permanent magnetic field provided by a removable magnet. The construction of the model is completely open and all components are readily observable. A disc-type commutator is incorporated and external connection to the phosphor-bronze bushes is by means of a pair of 4mm sockets. The motor will operate on 3 to 6V d.c. </p> <ul> <li>Height: 125mm.</li> </ul> | 47.59 | EA | FVRATE20 | 1
Physics | B8L26098 | Demonstration Dynamo | <p>The Demonstration Dynamo includes 2-pole armature wound with enamelled copper wire, and a permanent magnetic field provided by a removable magnet. The construction of the model is completely open and all components are readily observable. This model is mounted on a 200 x 125mm baseplate, which also carries a hand-drive pulley, 125 diameter, coupled to the smaller dynamo pulley by a rubber belt. Electrical output is via a pair of 4mm sockets, and a light emitting diode is provided as simple output indicator.</p> <p>The model may also be used as a motor on a 6 to 9V d.c. supply.</p> <ul> <li>Overall height: 180mm.</li> </ul> | 51.05 | EA | FVRATE20 | 1
Physics | B8L26899 | Leslies Cube | <p>Tinplate box with 100mm sides. The vertical faces of the box are blackened, roughened, varnished and polished respectively. The top opening is fitted with a lid. The apparatus is filled with water and an external infrared sensor (such as a digital infrared thermometer) may be used to compare the relative radiant heat output from each of the four faces.</p> <ul> <li>Dimensions: 100mm&sup2;</li> </ul> | 19.29 | EA | FVRATE20 | 1
Physics | B8L26955 | Spare Slit Plates For H77468 | <p>Spare Ray Box slit plates, suitable for the Philip Harris Ray Optics Box (B8R06342) & the Battery Operated Ray Box (B8R06343). </p> <ul> <li>Dimensions: 50mm x 100mm</li> <li>Pack of 5</li> </ul> <p> </p> <p> </p> | 5.45 | P 5 | FVRATE20 | 1
Physics | B8L27108 | Double Convex Lens 38mm Dia F50 P20D | <p>Spherical Lenses: Double Convex</p> <p>With optically worked faces and ground edges, for educational purposes.</p> <ul> <li>Diameter: 38mm</li> <li>Focal Length: 50mm,</li> <li>Power: +20D</li> <li>Refractive index: 1.52 approx.</li> <li>Material: Float Glass</li> <li>Pack of 5</li> </ul> | 7.39 | P 5 | FVRATE20 | 1
Physics | B8L27145 | Double Convex Lens 50mm Dia F50 P20D | <p>Spherical Lenses: Double Convex</p> <p>With optically worked faces and ground edges, for educational purposes.</p> <ul> <li>Diameter: 50mm</li> <li>Focal Length: 50mm</li> <li>Power: +20D</li> <li>Refractive Index: 1.52.</li> <li>Material: Float Glass</li> <li>Pack of 5</li> </ul> | 7.39 | P 5 | FVRATE20 | 1
Physics | B8L27157 | Double Convex Lens 50mm Dia F100 P10D | <p>Spherical Lenses: Double Convex</p> <p>With optically worked faces and ground edges, for educational purposes.</p> <ul> <li>Diameter: 50mm</li> <li>Focal Length: 100mm</li> <li>Power: +10D</li> <li>Refractive index: 1.52 approx.</li> <li>Material: Float Glass</li> <li>Pack of 5</li> </ul> | 7.39 | P 5 | FVRATE20 | 1
Physics | B8L27169 | Double Convex Lens 50mm Dia F150 P6.6D | <p>Spherical Lenses: Double Convex</p> <p>With optically worked faces and ground edges, for educational purposes.</p> <ul> <li>Diameter: 50mm</li> <li>Focal Length: 150mm</li> <li>Power: +6.6D</li> <li>Refractive Index: 1.52 approx.</li> <li>Material: Float Glass</li> <li>Pack of 5</li> </ul> | 7.39 | P 5 | FVRATE20 | 1
Physics | B8L27170 | Double Convex Lens 50mm Dia F200 P5D | <p>Spherical Lenses: Double Convex</p> <p>With optically worked faces and ground edges, for educational purposes.</p> <ul> <li>Diameter: 50mm</li> <li>Focal Length: 200mm</li> <li>Power: +5D</li> <li>Refractive index: 1.52.</li> <li>Material: Float Glass</li> <li>Pack of 5</li> </ul> | 6.29 | P 5 | FVRATE20 | 1
Physics | B8L27194 | Double Convex Lens 50mm Dia F300 P3.3D | <p>Spherical Lenses: Double Convex</p> <p>With optically worked faces and ground edges, for educational purposes.</p> <ul> <li>Diameter: 50mm</li> <li>Focal Length: 300mm</li> <li>Power: +3.3D</li> <li>Refractive index: 1.52 approx.</li> <li>Material: Float Glass</li> <li>Pack of 5</li> </ul> | 4.85 | P 5 | FVRATE20 | 1
Physics | B8L27200 | Double Convex Lens 50mm Dia F500 P2D | <p>Spherical Lenses: Double Convex</p> <p>With optically worked faces and ground edges, for educational purposes.</p> <ul> <li>Diameter: 50mm</li> <li>Focal Length: 500mm</li> <li>Power: +2D</li> <li>Refractive index: 1.52 approx.</li> <li>Material: Float Glass</li> <li>Pack of 5</li> </ul> | 3.75 | P 5 | FVRATE20 | 1
Physics | B8L27236 | Double Concave Lens 50mm Dia F50 P-20D | <p>Spherical Lenses: Double Concave</p> <p>With optically worked faces and ground edges, for educational purposes.</p> <ul> <li>Diameter: 50mm</li> <li>Focal length: 50mm</li> <li>Power: -20D</li> <li>Refractive Index: 1.52 approx.</li> <li>Material: Float Glass</li> <li>Pack of 5</li> </ul> | 7.39 | P 5 | FVRATE20 | 1
Physics | B8L27248 | Double Concave Lens 50mm Dia F100 P-10D | <p>Spherical Lenses: Double Concave</p> <p>With optically worked faces and ground edges, for educational purposes.</p> <ul> <li>Diameter: 50mm</li> <li>Focal Length: 100mm</li> <li>Power: -10D</li> <li>Refractive Index: 1.52 approx.</li> <li>Material: Float Glass</li> <li>Pack of 5</li> </ul> | 7.39 | P 5 | FVRATE20 | 1
Physics | B8L27261 | Double Concave Lens 50mm Dia F200 P-5D | <p>Spherical Lenses: Double Concave</p> <p>With optically worked faces and ground edges, for educational purposes.</p> <ul> <li>Diameter: 50mm</li> <li>Focal Length: 200mm</li> <li>Power: -5D</li> <li>Refractive index: 1.52 approx.</li> <li>Material: Float Glass</li> <li>Pack of 5</li> </ul> | 7.39 | P 5 | FVRATE20 | 1
Physics | B8L27273 | Plano Convex Lens 50mm Dia F140 P7D | <p>Plano-Convex Lenses made from clear glass with ground edges &amp; optically worked faces, for educational purposes.</p> <ul> <li>Diameter: 50mm</li> <li>Focal Length: 140mm</li> <li>Power: +7D</li> <li>Refractive Index: 1.52 approx.</li> <li>Material: Float Glass</li> <li>Pack of 5</li> </ul> | 5.15 | P 5 | FVRATE20 | 1
Physics | B8L27297 | Plano-Cylindrical Lenses +7D | <p>Plano-Cylindrical Lenses made from clear glass with ground ends and optically worked faces, for educational purposes.</p> <ul> <li>Dimensions: 50mm x 50mm.</li> <li>Power: +7D</li> <li>Material: Float Glass</li> <li>Pack of 5</li> </ul> <p>Plano-Cylindrical Lenses: 50mm, +10 Pack of 5 also available (B8L27303).</p> | 20.5 | P 5 | FVRATE20 | 1
Glassware, Plastics & Ceramics | B8L28344 | Squat Measuring Cylinder 1000ml | <p>Squat design for increased stability, ease of handling and space saving storage.</p> <p>Unique, self-draining base eliminates water collection during washing in a dishwasher.</p> <p>Moulded, blue easy-to-read graduations.</p> <p>High clarity polypropylene - safe, unbreakable, with good chemical and temperature resistance.</p> <p>Anti-suction base - no problem when working on wet surfaces.</p> <ul> <li>Volume: 1000ml</li> <li>Height: 285mm</li> <li>Pack Size: Each</li> </ul> | 13.09 | EA | FVRATE20 | 1
Glassware, Plastics & Ceramics | B8L28721 | Squat Measuring Cylinder 500ml | <p>Squat design for increased stability, ease of handling and space saving storage.</p> <p>Unique, self-draining base eliminates water collection during washing in a dishwasher.</p> <p>Moulded, blue easy-to-read graduations.</p> <p>High clarity polypropylene - safe, unbreakable, with good chemical and temperature resistance.</p> <p>Anti-suction base - no problem when working on wet surfaces.</p> <ul> <li>Volume: 500ml</li> <li>Height: 218mm</li> <li>Pack Size: Each</li> </ul> | 11.99 | EA | FVRATE20 | 1
Glassware, Plastics & Ceramics | B8L28733 | Squat Form Measuring Cylinder 250ml | <p>Squat design for increased stability, ease of handling and space saving storage.</p> <p>Unique, self-draining base eliminates water collection during washing in a dishwasher.</p> <p>Moulded, blue easy-to-read graduations.</p> <p>High clarity polypropylene - safe, unbreakable, with good chemical and temperature resistance.</p> <p>Anti-suction base - no problem when working on wet surfaces.</p> <ul> <li>Volume: 250ml</li> <li>Height: 192mm</li> <li>Pack Size: Each</li> </ul> | 7.89 | EA | FVRATE20 | 1
Environmental Science | B8L31392 | Hand Magnifier Dia 38mm Mag X4 | <p>Handheld magnifier consisting of high quality glass lens with moulded plastic handle.</p> <ul> <li>Lens diameter: 38mm</li> <li>Magnification: 4X</li> </ul> | 1.69 | EA | FVRATE20 | 1
Environmental Science | B8L31409 | Hand Magnifier Dia 50mm Mag X3.5 | <p>Handheld magnifier consisting of high quality glass lens with moulded plastic handle. </p> <ul> <li>Lens diameter: 50mm</li> <li>Magnification: 3.5X</li> </ul> | 1.39 | EA | FVRATE20 | 1
Environmental Science | B8L31422 | Hand Magnifier Dia 75mm Mag X2.25 | <p>Hand held magnifier consisting of high quality glass lens with moulded plastic handle.</p> <ul> <li>Lens diameter: 75mm</li> <li>Magnification: 2.25X</li> </ul> | 1.69 | EA | FVRATE20 | 1
Environmental Science | B8L31434 | Hand Magnifier Dia 90mm Mag X2.25 | <p>Hand held magnifier consisting of high quality glass lens with moulded plastic handle.</p> <ul> <li>Lens Diameter: 90mm</li> <li>Magnification: 2.25X</li> </ul> | 2.85 | EA | FVRATE20 | 1
Biology | B8L31860 | Clifton Spirometer | <p>The Clifton Spirometer is a wedge-type spirometer suitable for simple experiments on investigating tidal volumes and breathing rate, or for more advanced use in measuring respiratory rate, pulmonary ventilation, reserve volumes and vital capacity. Oxygen consumption can also be measured. </p> <p>The tank is a one piece stainless steel pressing housed in a durable painted outer case. The float is constructed from lightweight plastic. The float is calibrated from 0 to 7 x 0.5 litres and has a metal counterpoise. The pen arm corresponds to approximately 0.5 litres. The two corrugated breathing hoses are 0.8m long and are provided with two mouthpieces and a nose clip. </p> <p>A simple lever control enables the subject to be connected either to the atmosphere or to the float for recording. A container for soda lime crystals is fitted that can be used to absorb carbon dioxide. </p> <ul> <li>Internal Diameter: 19mm</li> <li>External Diameter: 21mm</li> <li>External Dimensions: - (W)720mm x (D)320mm x (H)239mm</li> <li>Supplied with full instructions</li> </ul> <p>Milton Solution (B8R06352) for disinfecting mouthpieces, & Soda Lime Crystals (B8L12476) are available to purchase separately. </p> | 1124.95 | EA | FVRATE20 | 1
Physics | B8L32177 | Decade Resistance Unit | <p>For use as an accurate potential divider, ratio arm etc. This unit employs high stability metal film resistance elements having superior characteristics to traditional wire wound coils. It is equally suitable for a.c. or d.c. use. The individual decades are series connected, each having switched positions of 0 to 9, and are mounted in line with 4mm socket terminals linked to the ends of the chain. The top panel is clearly marked with the resistance value. </p> <ul> <li>Range: 9999O</li> <li>Tolerance: ± 1.0%</li> <li>Dimensions: 220mm x 110mm x 60mm</li> </ul> | 51.75 | EA | FVRATE20 | 1
Lab Equipment | B8L32279 | Clamp - Four Pronged | <p>Economy clamps with four prongs made from a diecast aluminium alloy.</p> <ul> <li>Not suitable for applications requiring strong or direct heat.</li> <li>Holds objects of diameter 6 to 95mm.</li> <li>Cork lined</li> </ul> <p>Pack of 5</p> | 12.09 | P 5 | FVRATE20 | 1
Lab Equipment | B8L32309 | Economy Stand Rod 61cm | <p>Economy rod to fit on retort bases. Made from aluminium. </p> <p>A through-hole is positioned above the shoulder for easy tightening of the rod with a tommy bar or screwdriver (not supplied). </p> <ul> <li>610mm length</li> <li>10mm diameter with narrower 7.5mm thread to assure right angled, upright fit on bases.</li> </ul> <p>This is a pack of 5 </p> | 13.29 | P 5 | FVRATE20 | 1
Lab Equipment | B8L33431 | Spare Colour Filter Wheel For H28068 | <p>Spare Colour Filter Wheel for the Philip Harris S-Range Digital Colorimeter (B8H28068).</p> <p>Contains eight Ilford narrow pass filters in plastic circular mount:</p> <ul> <li>No 601 violet - 380 - 470nm</li> <li>No 602 blue - 440 - 490nm</li> <li>No 603 blue/ green - 470 - 520nm</li> <li>No 604 green - 500 - 540nm</li> <li>No 605 yellow/ green - 530 - 570nm</li> <li>No 606 yellow - 560 - 610nm</li> <li>No 607 orange - 580 - 700nm</li> <li>No 608 red - 625 - infra red</li> </ul> | 76.95 | EA | FVRATE20 | 1
Physics | B8L35294 | Philip Harris Spring Balance 0-1N | <p>Philip Harris Spring Balance, Rectangular Plastic Body (Newton Meter) - 0 to 1N x 0.01N</p> <p>Tough moulded body with large, easy to read flat scales. A thumb operated knurled zero adjuster is incorporated, and large suspension rings and load hooks are also provided.</p> <ul> <li>Dimensions (including ring and hook): 205mm x 41mm x 23mm</li> <li>Range: 0 to 1N x 0.01N</li> <li>Scale length: 80mm</li> </ul> | 8.39 | EA | FVRATE20 | 1
Physics | B8L35300 | Philip Harris Spring Balance 0-10N | <p>Philip Harris Spring Balance, Rectangular Plastic Body (Newton Meter) - 0 to 10N x 0.1N</p> <p>Tough moulded body with large, easy to read flat scales. A thumb operated knurled zero adjuster is incorporated, and large suspension rings and load hooks are also provided.</p> <ul> <li>Dimensions (including ring and hook): 205mm x 41mm x 23mm</li> <li>Range: 0 to 10N x 0.1N</li> <li>Scale length: 80mm</li> </ul> | 8.39 | EA | FVRATE20 | 1
Physics | B8L35816 | Displacement Vessel 115 x 50mm | <p>Small Displacement Vessel made from mild steel with overflow, for displacement and specific gravity experiments.</p> <ul> <li>Dimensions:115mm x 50mm approx.</li> </ul> <p>A larger size is also available.&nbsp; As is a glass alternative.</p> | 2.65 | EA | FVRATE20 | 1
Physics | B8L41282 | Large Displacement Vessel 225 x125mm | <p>Large Displacement Vessel made from mild steel with overflow, for specific gravity experiments.</p> <ul> <li>Dimensions: 225mm x 125mm approx.</li> </ul> <p>A smaller size is also available.&nbsp; As is a glass alternative.</p> | 7.19 | EA | FVRATE20 | 1
Biology | B8L52802 | Blood smear stained to show red cells | <p>An individual microscope slide showing a Human blood smear, stained to show red cells. </p> <ul> <li>Staining: Haematoxylin & Eosin</li> </ul> | 6.45 | EA | FVRATE20 | 1
Physics | B8L71651 | Jollys Bulb and Gauge | <p>Palm-sized, hollow metallic ball with a manometer connected to it for demonstrating change of pressure in a closed volume of air when heated or cooled. Immersing the ball in a water bath at a specific temperature allows the relationship between pressure and temperature of the enclosed air to be investigated in order to demonstrate the behaviour of an ideal gas.</p> <ul> <li>Approx. 85 mm diameter hollow metallic ball.</li> </ul> | 49.95 | EA | FVRATE20 | 1
Physics | B8L71663 | Boyles Law Horizontal Mount | <p>The apparatus consists of a horizontally mounted acrylic tube with a graduated scale along one side (scale graduated from 0 to 270cm&sup3;). The tube unit is sealed by a standard gas tap next to which is mounted a standard pressure gauge. The effective length of the tube is controlled by altering the position of a rubber stopper which is moved via a screw thread. Users can select the effective length of the tube by positioning the stopper and closing the gas tap. The volume of the tube can be read off the scale and printed against the corresponding pressure taken from the gauge. By varying the position of the stopper Boyle's Law can be investigated.</p> <ul> <li>This unit has the advantage over the standard model as it does not require oil to indicate the volume of air.</li> <li>The tube is made out of acrylic which is known to fail 'safely' if punctured.</li> </ul> | 123.95 | EA | FVRATE20 | 1
Lab Equipment | B8L74007 | Therm Blue -10/200:1 305mm T I | <p>Total Immersion Blue Spirit Filled Laboratory Thermometer</p> <p>-10<strong>&deg;C</strong> to +200<strong>&deg;C</strong> (L)305mm&nbsp;</p> <p>These spirit filled thermometers use specially selected filling materials which are coloured blue on a white back glass. Thermometers normally supplied with the non roll cap with ring</p> <p><strong>Specification:</strong></p> <ul> <li><strong>Range (&deg;C):</strong> -10&deg;C to +200&deg;C</li> <li><strong>Division:</strong> 1.0&deg;C</li> <li><strong>Length:</strong> 305mm</li> <li><strong>Filling</strong>: Blue Spirit</li> <li><strong>Immersion:</strong> Total Immersion</li> <li><strong>Accuracy</strong>: +/-2.0&deg;C at 90&deg;C</li> <li><strong>Product Material:</strong> Glass Tube: Kerosene filled</li> </ul> <p>Thermometers normally supplied with the non roll cap with ring.</p> | 5.59 | EA | FVRATE20 | 1
Lab Equipment | B8L74019 | Therm Blue -10/110:1 305mm T I | <p>Total Immersion Blue Spirit Filled Laboratory Thermometer</p> <p>-20<strong>&deg;C</strong> to +110<strong>&deg;C</strong> (L)305mm&nbsp;</p> <p>These spirit filled thermometers use specially selected filling materials which are coloured red on a white back glass. Thermometers normally supplied with the non roll cap with ring.</p> <p><strong>Specification:</strong></p> <ul> <li><strong>Range (&deg;C):</strong> -20<strong>&deg;C</strong> to +110<strong>&deg;C</strong><strong></strong></li> <li><strong>Division:</strong> 1.0<strong>&deg;C</strong></li> <li><strong>Length:</strong> 305mm<strong></strong></li> <li><strong>Filling</strong>: Blue Spirit</li> <li><strong>Immersion:</strong> Total Immersion</li> <li><strong>Accuracy</strong>: +/-1.0&deg;C @ 35&deg;C</li> <li><strong>Product Material:</strong> Glass Tube: Kerosene filled</li> </ul> | 4.79 | EA | FVRATE20 | 1
Appliances | B8L75383 | Mobile Filtration Fume Cupboard | <p><em><strong>Please note: this is a 'made to order' item. Once confirmed, the order cannot be cancelled or amended.</strong></em></p> <p>The Airone 1000RS mobile filtration fume cupboard is a brilliantly effective teaching resource which is space efficient and cost effective. Once connected to the Safelab Docking Station, it can be positioned as required for demonstrations, and then stored in the classroom or elsewhere when not in use. It can be shared between several classrooms, and there is no requirement for ducting or costly associated building works.</p> <p>The design of the fume cupboard ensures an exceptionally clear view of the experiment from all sides. The Airone 1000RS fume cupboard is economical to run since the high capacity 22Kg carbon filter typically only needs replacing every 4 to 5 years. Fan speed automatically decreases at low sash heights, which minimises energy consumption and helps maximise filter lifetime.</p> <p>An RS CMS schools filter is used to absorb the fumes generated during practical work. A pre filter is fitted to protect the filter and the filter and fan are housed in the base of the unit. A counterweighted front sash and clear laminated safety glass sides and rear provide 360&deg; visibility ideal for demonstrations. The unit comes complete with an integral storage cupboard and fan failure monitoring system. The optional services are remote gas, electrical socket, and remote water service including drip cup, bottle trap and a 2m flexible drain hose.</p> <ul> <li>Airone 1000RS</li> <li>Complies to building bulletin 88 from the Department of Education and Employment</li> <li>Tested by CLEAPSS for use in schools and colleges</li> <li>Designed to comply to BS 7989:2001 and BB88</li> </ul> <p><strong>Benefits:</strong></p> <ul> <li>Variable air volume (two speed)</li> <li>Fully mobile with front lockable castors</li> <li>360&deg; visibility</li> <li>No ducting required</li> <li>Counterweighted front sliding glass sash</li> <li>Fan failure monitoring</li> <li>Restraining stainless steel tether</li> <li>Integral storage cupboard</li> <li>5 year warranty for school projects (terms apply)</li> </ul> <p><strong>General Product Information</strong></p> <ul> <li>Polypropylene worktop with drip cup and remote water service</li> <li>Remote mains gas service</li> <li>Single electrical socket</li> <li>22kg carbon filter suitable for A level syllabus chemistry</li> <li>Under cupboard storage</li> </ul> <p><strong>Specifications:</strong></p> <ul> <li>Average inflow: 0.4m/s</li> <li>Minimum working aperture: 200mm high</li> <li>Maximum working aperture: 365mm high</li> <li>Voltage: 230V</li> <li>Size: 1000 x 700 x 1850mm (w x d x h)</li> <li>Internal dimensions: 840 x 500 x 865mm (w x d x h)</li> <li>Filter type: RS CMS schools filter, a blended filter to meet the national curriculum needs for teaching science</li> </ul> <p>Additional delivery and installation charges will apply outside mainland UK and out of area locations (Postcodes AB, PH, PA, DG, TR, PL, TQ, SA, IV, KW)</p> | 6929.95 | EA | FVRATE20 | 1
Lab Equipment | B8L75590 | Laboratory Jack 200x200mm | <p>Strong, stable support for laboratory equipment. The jack has a screw operated scissor - action mechanism. Crank the adjustable knob to raise and lower your laboratory item on the sturdy plate. </p> <p>The jack provides stable support throughout testing and holds a maximum capacity of 25kg . The platform can be vertically adjusted from a closed position of 6.3cm to a max height of 30cm. </p> <ul> <li>Plate size: 200 x 200mm</li> <li>Closed height: 60mm</li> <li>Max height: 300mm</li> <li>Max load: 25kg</li> <li>Platform minimum height is 6cm with maximum height of 30cm when fully extended</li> <li>Made from durable powder coated steel</li> </ul> | 83.09 | EA | FVRATE20 | 1
Lab Equipment | B8L75644 | Mild Steel Ring | <p>With welded joints, plain stem Stainless steel Retort Closed Ring </p> <ul> <li>16.5cm stem</li> <li>6mm diameter rod</li> <li>Inside Diameter of ring 5cm</li> <li>Total Length is 23cm</li> </ul> <p> </p> | 3.25 | EA | FVRATE20 | 1
Lab Equipment | B8L75723 | Waterproof Digital Thermometer | <p>Digital test thermometer probe (resistant to IP65) with max/min memory and hold function. 105mm stainless steel thermometer probe. Supplied complete with pocket case and clip, battery and instructions.</p> <p>Ideal for measuring the temperature of liquids and soft solids, with max/min options. Ideal for measuring the temperature of meat.</p> <p><strong>Specifications: </strong></p> <ul> <li>Temperature Range: -40 to +200&deg;C/&deg;F</li> <li>Resolution: 0.1&deg;C</li> <li>Sample Rate: 1 reading per second</li> <li>Accuracy: -40 to -21&deg;C: +/-4&deg;C, -20 to 1&deg;C: +/-2&deg;C, 0 to 100&deg;C: +/-1&deg;C, 101 to 150&deg;C: +/-3&deg;C, 151 to 200&deg;C: +/-4&deg;C</li> <li>Ingress Protection Rating: IP 65</li> <li>Auto Shut Off: After 10 minutes of non use</li> <li>Standard Battery Life: Approx. 5000 hrs</li> <li>Battery: 1 x LR44 cell battery</li> </ul> <p><strong>Product Dimensions: </strong></p> <ul> <li>218mm x 23mm x 18mm</li> <li>Probe dimensions: 105mm x &Oslash;3.5mm reducing to &Oslash;2.8mm</li> <li>LCD dimensions: 18mm x 8mm</li> </ul> | 9.45 | EA | FVRATE20 | 1
Appliances | B8L75814 | Classic Media Autoclave 12 Litre | <p>An electrically heated, 12 litre capacity bench top autoclave designed specifically for the safe and effective sterilisation of media. Choose the Classic Media autoclave for a safer laboratory. If you need to sterilise liquids and media or eliminate the risk of cross infection through contaminated waste, then the Classic Media autoclave offers a professional, safe and affordable solution.</p> <p><strong>Features:</strong></p> <ul> <li>Features a built-in safety mechanism that prevents the unit being opened until the temperature inside has fallen to a safe level.</li> <li>Dual interlocking handles prevent the lid being removed until the vessel has reached a safe pressure and temperature.</li> <li>Lightweight and portable - small footprint</li> <li>Now with printer option for quick and easy data recording.</li> <li>Simple, one touch operation.</li> <li>Sterilises at 121&deg;C</li> <li>12 Litre</li> <li>Maximum capacity liquids: 500ml</li> <li>Made in the UK</li> <li>Fully CE marked to the Medical Devices Directive 93/42/EC</li> <li>Full one year warranty</li> </ul> <p><strong>Dimensions:</strong></p> <ul> <li>Height: 420mm</li> <li>Width: 340mm</li> </ul> <p><strong>Chamber: </strong></p> <ul> <li>Diameter: 210mm</li> <li>Height: 328mm</li> </ul> <p><strong>Material:&nbsp;</strong></p> <ul> <li>Body: Deep drawn Aluminium</li> <li>Lid: Aluminium</li> </ul> | 1449.95 | EA | FVRATE20 | 1
Storage | B8L76223 | Extra Deep Tray Red | <p>Introducing the Gratnells Block Colour Storage Trays, a durable and versatile storage solution specifically designed for educational environments. These award-winning trays are officially BSI tested, ensuring they meet high standards of quality and durability. Made from fully recyclable materials, they are perfect for the heavy daily use found in schools and other learning institutions. Offering an array of colours and available in four different sizes, these trays can be tailored to meet the unique storage needs of any classroom.</p> <ul> <li>Choose from a vibrant selection of colours and four distinct tray heights &mdash; ensuring you find the perfect fit for your classroom requirements.</li> <li>The Gratnells trays seamlessly fit into standard school furniture, allowing you to mix and match different colours, lids, and tray heights whilst maintaining a cohesive look with the rest of your educational furnishings.</li> <li>Dimensions: <ul> <li>Shallow: W312 x H75 x D427mm</li> <li>Deep: W312 x H150 x D427mm</li> <li>Extra Deep: W312 x H225 x D430mm</li> <li>Jumbo: W312 x H300 x D430mm</li> </ul> </li> </ul> | 7.45 | EA | FVRATE20 | 1
Storage | B8L76235 | Extra Deep Tray Yellow | <p>Introducing the Gratnells Block Colour Storage Trays, a durable and versatile storage solution specifically designed for educational environments. These award-winning trays are officially BSI tested, ensuring they meet high standards of quality and durability. Made from fully recyclable materials, they are perfect for the heavy daily use found in schools and other learning institutions. Offering an array of colours and available in four different sizes, these trays can be tailored to meet the unique storage needs of any classroom.</p> <ul> <li>Choose from a vibrant selection of colours and four distinct tray heights &mdash; ensuring you find the perfect fit for your classroom requirements.</li> <li>The Gratnells trays seamlessly fit into standard school furniture, allowing you to mix and match different colours, lids, and tray heights whilst maintaining a cohesive look with the rest of your educational furnishings.</li> <li>Dimensions: <ul> <li>Shallow: W312 x H75 x D427mm</li> <li>Deep: W312 x H150 x D427mm</li> <li>Extra Deep: W312 x H225 x D430mm</li> <li>Jumbo: W312 x H300 x D430mm</li> </ul> </li> </ul> | 7.45 | EA | FVRATE20 | 1
Storage | B8L76259 | Extra Deep Tray Green | <p>Introducing the Gratnells Block Colour Storage Trays, a durable and versatile storage solution specifically designed for educational environments. These award-winning trays are officially BSI tested, ensuring they meet high standards of quality and durability. Made from fully recyclable materials, they are perfect for the heavy daily use found in schools and other learning institutions. Offering an array of colours and available in four different sizes, these trays can be tailored to meet the unique storage needs of any classroom.</p> <ul> <li>Choose from a vibrant selection of colours and four distinct tray heights &mdash; ensuring you find the perfect fit for your classroom requirements.</li> <li>The Gratnells trays seamlessly fit into standard school furniture, allowing you to mix and match different colours, lids, and tray heights whilst maintaining a cohesive look with the rest of your educational furnishings.</li> <li>Dimensions: <ul> <li>Shallow: W312 x H75 x D427mm</li> <li>Deep: W312 x H150 x D427mm</li> <li>Extra Deep: W312 x H225 x D430mm</li> <li>Jumbo: W312 x H300 x D430mm</li> </ul> </li> </ul> | 7.45 | EA | FVRATE20 | 1
Chemistry | B8L77069 | Molymod - Hydrogen Atoms White 1 Hole | <p>The Molymod dual-scale system can be used to make quality, colour-coded 3D models.</p> <p>Molymod component parts - Hydrogen, White, 1 hole.</p> <ul> <li>Supplied in a pack of 10.</li> </ul> | 2.55 | P10 | FVRATE20 | 1
Chemistry | B8L77070 | Molymod - Oxygen Atoms Red 2 Hole | <p>The Molymod dual-scale system can be used to make quality, colour-coded 3D models. Molymod component parts - Oxygen, Red, 2 holes. </p> <p>Supplied in a pack of 10. </p> | 3.55 | P10 | FVRATE20 | 1
Chemistry | B8L77082 | Molymod - Nitrogen Atoms Blue 3 Hole | <p>The Molymod dual-scale system can be used to make quality, colour-coded 3D models.</p> <p>Molymod component parts - Nitrogen, Blue, 3 holes.</p> <ul> <li>Supplied in a pack of 10.</li> </ul> | 4.25 | P10 | FVRATE20 | 1
Chemistry | B8L77094 | Molymod - Carbon Atoms Black 4 Hole | <p>The Molymod dual-scale system can be used to make quality, colour-coded 3D models.</p> <p>Molymod component parts - Carbon, Black, 4 holes.</p> <ul> <li>Supplied in a Pack of 10</li> </ul> | 4.25 | P10 | FVRATE20 | 1
Chemistry | B8L77124 | Molymod - Medium Links Grey Single Bonds | <p>The Molymod dual-scale system can be used to make quality, colour-coded 3D models.</p> <ul> <li>Molymod component parts - Medium links, Grey, Single Bonds.</li> </ul> <p>Supplied in packs of 25.</p> | 4.05 | P25 | FVRATE20 | 1
Chemistry | B8L77136 | Molymod-Long Links Grey Dbl/Triple Bonds | <p>The Molymod dual-scale system can be used to make quality, colour-coded 3D models.</p> <ul> <li>Molymod component parts: Long Flexible links, Grey, Double/ Triple Bonds</li> </ul> <p>Supplied in packs of 25.</p> | 4.05 | P25 | FVRATE20 | 1
Chemistry | B8L77392 | Boiling Flasks Short Neck 1000mL 24-29 | <p>Round bottom flask with short neck made from Borosilicate glass. with ground glass joint.</p> <ul> <li>Capacity: 1000ml</li> <li>Socket Size: 24/29</li> <li>Approx. Overall Height: 200mm</li> <li>Diameter (at widest point): 131mm</li> </ul> | 18.59 | EA | FVRATE20 | 1
Chemistry | B8L77409 | Bromine 100ml | <ul> <li>Molecular weight: 159.81g/mol</li> <li>CAS Number: 7726-95-6</li> <li>Hazard: H330,H314,H400</li> <li>Precaution: P273,P280,P301+P330+P331,P303+P361+P353,P304+P340,P310,P305+P351+P338</li> </ul> <p>Price includes Chemical freight surcharge</p> <p>*International delivery is priced on application, please contact Customer Services for a quotation.&nbsp;</p> | 109.45 | VMO | FVRATE20 | 1
Chemistry | B8L77446 | Potassium Iodate(VII) AR 100g | <ul> <li>Alternative name: Potassium Periodate</li> <li>Molecular Weight: 230.00g/mol</li> <li>CAS Number: 7790-21-8</li> <li>Hazard: H272,H315,H319,H335</li> <li>Precaution: P220,P261,P305+P351+P338</li> </ul> | 34.55 | EA | FVRATE20 | 1
Chemistry | B8L77471 | Hexane-1 6-Diamine 5% Solution 250ml | <ul> <li>Molecular Weight: 116.21g/mol</li> <li>CAS Number: 124-09-4</li> <li>Hazard: H302,H312,H314,H335</li> <li>Precaution: P261,P280,P309,P310,P305+P351+P338</li> </ul> | 5.25 | VMT | FVRATE20 | 1
Biology | B8L77513 | Agar Powder 500g | <p>Non-Nutrient Agar Powder - 500g</p> <ul> <li>CAS Number: 9002-18-0</li> </ul> | 37.95 | MGX | FVRATE20 | 1
Chemistry | B8L77525 | Albumen Egg Powder 250g | <p>Albumen Egg Powder - 250g</p> <p>A good source of protein for the Biuret Test.</p> <p><b>Please note that our Albumen Egg Powder is not to be considered as Food Grade Standard and is therefore not fit for human consumption.&nbsp; It is suitable for use in education.</b></p> <ul> <li>CAS Number: 9006-59-1</li> </ul> | 17.25 | MGV | FVRATE20 | 1
Chemistry | B8L77549 | Hydrochloric Acid 1.0M 5L | <ul> <li>Molecular Weight: 36.46g/mol</li> <li>CAS Number: 7647-01-0</li> <li>Hazard: H315,H319,H335</li> <li>Precaution: P261,P305+P351+P338</li> </ul> | 15.39 | VLG | FVRATE20 | 1
Chemistry | B8L77586 | Sodium Carbonate-10-Water 500g | <ul> <li>Molecular Weight: 286.14g/mol</li> <li>CAS Number: 6132-02-1</li> <li>Hazard: H319</li> <li>Precaution: P305+P351+P338</li> </ul> | 4.85 | MGX | FVRATE20 | 1
Chemistry | B8L77598 | Sodium Hydroxide Pellets 1Kg | <ul> <li>Molecular Weight: 40.00g/mol</li> <li>CAS Number: 1310-73-2</li> <li>Hazard: H314</li> <li>Precaution: P280,P301+P330+P331,P303+P361+P353,P305+P351+P338,P310</li> </ul> | 11.95 | KG | FVRATE20 | 1
Chemistry | B8L77604 | Zinc Powder 1Kg | <ul> <li>Molecular Weight: 65.39g/mol</li> <li>CAS Number: 7440-66-5</li> <li>Hazard: H250,H260,H410</li> <li>Precaution: P222,P223,P231+P232,P273,P370+P378,P422</li> </ul> <p>Price includes Chemical freight surcharge</p> <p>*International delivery is priced on application, please contact Customer Services for a quotation.&nbsp;</p> | 77.6 | KG | FVRATE20 | 1
Chemistry | B8L77616 | Zinc Sulfate-7-Water 250g | <ul> <li>Molecular Weight: 287.56g/mol</li> <li>CAS Number: 7446-20-0</li> <li>Hazard: H302,H318,H410</li> <li>Precaution: P264,P270,P273,P280,P301+P312,P305+P351+P338,P310,P330,P391,P501</li> </ul> | 7.85 | MGV | FVRATE20 | 1
Appliances | B8L78001 | High Dome Pressure Cooker 15psi | <p>Large 6 litre capacity with hi-dome lid, ideal for small load sterilisation. </p> <ul> <li>Will operate at 15psi.</li> <li>Suitable for gas or electric radiant ring. Do not dishwash.</li> <li>Includes perforated separator.</li> <li>Manufactured from quality polished aluminium with black phenolic fittings to BS1746.</li> </ul> | 61.95 | EA | FVRATE20 | 1
Biology | B8L78050 | Poppit Beads Mixed Bag 100G | <p>Poppit Beads are a highly useful laboratory modelling unit. They can be used to represent genetic code as well as whole chromosomes, or as amino acids, dipeptides, polypeptides and proteins in protein metabolism monosaccharide.</p> <p>Alternatively they can represent disaccharide and polysaccharide molecules in demonstrating carbohydrate metabolism.</p> <ul> <li>Mixed bag of 100g of Poppit Beads</li> </ul> | 41.3 | PK | FVRATE20 | 1
Physics | B8L78141 | Set Of Cubes For Density Investign | <p>Set of all materials for density investigation.</p> <p>Set contains:</p> <ul> <li>5 x Aluminium</li> <li>5 x Brass</li> <li>5 x Copper</li> <li>5 x Steel</li> <li>5 x Lead</li> <li>5 x Stone (Natural Granite)</li> <li>5 x Plastic (acrylic)</li> </ul> <p>Dimensions: 20 x 20 x 20mm</p> | 70.85 | PK | FVRATE20 | 1
Physics | B8L87336 | Fuel Cell Car Science Kit | <p>Use this kit to construct a hydrogen fuel cell car and teach the principles of fuel cell technology. Explore how the PEM (Proton Exchange Membrane) fuel cell converts the chemical energy of hydrogen and oxygen into electrical energy to power the motor. Once constructed, the car uses a steering mechanism to drive around obstacles. The 14 page user manual provides background information into fuel cell technology and full assembly instructions.</p> <p>Contents:</p> <ul> <li>Reversible PEM fuel cell</li> <li>Car chassis and wheels</li> <li>Electric motor</li> <li>LED lights</li> <li>Water vessels</li> <li>Gas collectors</li> <li>Connector cables</li> <li>Syringe</li> <li>Battery pack with connecting leads (2 x AA batteries required)</li> <li>User manual</li> </ul> | 91.45 | EA | FVRATE20 | 1
Physics | B8L87359 | LED.White Experiment Kit | <p>This Experiment Kit is designed to complement the LED.white, and contains everything you need to carry out a variety of experiments around optics. The Experimental Guide outlines a number of activities, including recreating Newton's famous experiments with white and coloured light.</p> <p>The kit comprises:</p> <ul> <li>5 x Slit plates, with holders</li> <li>5 x Collimating lenses (50mm, 7D plano-cylindrical)</li> <li>2 x Spectrometer prisms (optically polished, extra dense flint glass)</li> <li>Mounting rod to enable use with the optics benches</li> <li>Experimental guide (Printed - CD no longer available)</li> </ul> <p>The LED.white by Unilab is available to purchase separately (B8L87348)</p> | 117.85 | EA | FVRATE20 | 1
Chemistry | B8L87567 | Ultraviolet Detecting Beads | <p>A fun way to learn about the power of sunlight. As well as making bracelets, pupils are able to carry out fun experiments investigating solar radiation, effectiveness of sun cream and sunlight. A science activity guide is included and allows children to carry out scientific investigations and learn about the effects of the sun on their health. </p> <ul> <li>Observe radiation from the Sun at different times of the day</li> <li>Test the effectiveness of glass in blocking the Sun's rays</li> <li>Test the effectiveness of different SPF sunscreen</li> </ul> <p>A bag of white beads which turn into many different colours when exposed to an ultraviolet light source. Ideal for observing UV radiation from the Sun. Beads are drilled so that they can be threaded onto pipe-cleaners or string. A great way to raise awareness of the health issues associated with exposure to the sun. </p> | 19.2 | PKD | FVRATE20 | 1
Lab Equipment | B8R00163 | Bench Mats 300x300mm | <p>Calcium silicate bench mats which are non-combustible and moisture/chemical resistant. Composed of a calcium silicate matrix reinforced with cellulose fibre.</p> <p><strong>Contains no asbestos</strong>, inorganic, mineral or man made fibres.</p> <ul> <li>Dimensions: 300mm x 300mm</li> <li>Thickness: 6mm</li> <li>Pack of 10</li> </ul> | 14.69 | P10 | FVRATE20 | 1
Biology | B8R00176 | Forceps Extra Long Stainless Steel 300mm | <p>A pair of extra long stainless steel forceps.</p> <ul> <li>Length: 300mm</li> </ul> <p>Suitable for use as a Radioactive Source Handling Tool.</p> | 10.89 | EA | FVRATE20 | 1
Biology | B8R00178 | Scalpel Steel Handle Length 113Mm 45Mm | <p>A fixed blade scalpel with handle, made from high-quality steel.</p> <ul> <li>Handle length: 113mm</li> <li>Blade length: 45mm</li> </ul> <p><strong>Please note this product is restricted. Please contact our customer service team by phone or e-mail who will be able to assist you further.</strong></p> | 3.15 | EA | FVRATE20 | 1
Biology | B8R00180 | Nickel Scalpel Handles NO.3 L95mm | <p>Strong nickel-alloy scalpel handle (blade not included).</p> <ul> <li>Handle Number: 3</li> <li>Length: 95mm</li> </ul> <p>Slotted to accept the following blades (available separately):</p> <ul> <li>Blade No. 10</li> <li>Blade No. 10A</li> <li>Blade No. 11</li> </ul> <p>(Blades are surgical-quality steel, supplied in metal foil packs of 5).</p> | 3.25 | EA | FVRATE20 | 1
Biology | B8R00182 | Scalpel Blades Bs.2982 No.10 | <p>Surgical-quality steel scalpel blades for use with the Nickel Scalpel Handles: Size 3 (B8R00180). Supplied in metal foil packs of five</p> <ul> <li>Blade Number: 10</li> <li>Handle Number: 3</li> </ul> <p><strong>Please note this product is restricted. Please contact our customer service team by phone or e-mail and they will be able to assist you further.</strong></p> | 0.89 | P 5 | FVRATE20 | 1
Biology | B8R00184 | Scalpel Blades Bs.2982 No.11 | <p>Surgical-quality steel scalpel blades for use with the Nickel Scalpel Handles: Size 3 (B8R00180). Supplied in metal foil packs of five.</p> <ul> <li>Blade Number: 11</li> <li>Handle Number: 3</li> </ul> <p><strong>Please note this item is restricted. Please contact our customer service team by phone or e-mail who will be able to assist you further.</strong></p> | 0.89 | P 5 | FVRATE20 | 1
Biology | B8R00188 | Scalpel Blades Bs.2982 No.24 | <p>Surgical-quality steel scalpel blades for use with the Nickel Scalpel Handles: Size 4 (B8R00181). Supplied in metal foil packs of five.</p> <ul> <li>Blade Number: 24</li> <li>Handle Number: 4</li> </ul> <p><strong>Please note this item is restricted. Please contact our customer service team by phone or e-mail who will be able to assist you further.</strong></p> | 0.89 | P 5 | FVRATE20 | 1
Biology | B8R00196 | Needle Steel Handle | <p>Mounted needle with Stainless Steel handle.</p> <ul> <li>Needle length: 52mm</li> <li>Handle Material: Stainless Steel</li> <li>Handle length: 95mm</li> </ul> <p>Hardwood Handle Mounted Needles also available: B8R00195</p> | 1.85 | EA | FVRATE20 | 1
Site Maintenance | B8R00295 | Button Cell LR44 | <p>Alkaline Button Cells</p> <ul> <li>Type LR44</li> <li>Silver Oxide</li> <li>1.5V</li> </ul> | 2.99 | EA | FVRATE20 | 1
Biology | B8R00434 | Plant Growth Kit | <p>This Plant Growth Kit provides you with all the necessary equipment to grow seeds in a propagator.</p> <p>The kit includes:</p> <ul> <li>500g Broadbean seeds</li> <li>250g Sunflower seeds</li> <li>100g Cress seeds</li> <li>7L Compost</li> <li>10 x plant pots</li> <li>10 x saucers</li> <li>2 x propagators</li> <li>20 x petri dishes</li> </ul> <p>(Propagator not included)</p> | 86.25 | EA | FVRATE20 | 1
Biology | B8R00444 | Tullgren Funnel | <p>Tullgren Funnel used for extracting small organisms from soil samples. The upper surface of the soil is dried by the heat of a 12V 50W lamp above causing animals to move downwards until they drop through the lower mesh into a collecting dish.</p> <p>Supplied with:</p> <ul> <li>Coarse and fine meshes</li> <li>Lamp&nbsp;</li> </ul> <p>Diameter: 18.5cm</p> <p><strong>Additionally Required Equipment:</strong></p> <ul> <li>Retort Stand (PP051936)</li> <li>Beaker (B8R07862 - Pack of 12)</li> <li>4mm Connecting Leads (B8R05712 - Red, B8R05711 - Black)</li> <li>Power Supply (PP00057620)</li> </ul> | 84.65 | EA | FVRATE20 | 1
Environmental Science | B8R00456 | Playing Fields Plants (Name Trail) | <p>The Field Study Council plants guide will help 11-14 year olds to design and carry out simple ecological investigations in a familiar and accessible habitat.</p> <p>Colour illustrations by Carol Roberts show a small selection of plants common in playing fields and lawns. Also included is a straightforward guide to leaf shape, flower shape and colour, plus other useful identification features.</p> <p>Playing fields can be a great place for science investigations. The accompanying the takes students step by step through a full investigation, from planning, recording in the field to considering their results. A 'Further Investigations' section gives ideas for extension work. This is also useful for ages 14-16.</p> <p>For some projects pupils will need to identify all the types of plants (species) in the area. But many projects can be done by just looking at one species. We have chosen 15 species that are particularly good for projects, as they are fairly common and easy to identify.</p> | 5.05 | EA | FVRATE0 | 1
Environmental Science | B8R00479 | Name Trail Series - The Tree | <p>Name Trails guide users through a simple key to help them to identify the plants and animals that they find. Text on the reverse side of the charts provides further information. Splash proof and wipe clean for outdoor use. They are small enough to take into the field as the charts fold to B5 size (approximate size: 240 x 180mm).</p> <p>The Field Studies Council Tree name trail features 34 of the commonest broadleaved and conifer trees found in Great Britain and Ireland.</p> <p>Use the guide's straightforward flow chart for speedy tree identification. Want to tell apart beech and hornbeam? Maple and sycamore? Ash and rowan? Simple yes/no questions will quickly guide you to the colour illustrations for each tree.</p> <p>Text on the reverse side covers the features of each tree, including leaf shape, flowers, bark, fruits and seeds, habitat, origin and commercial use. Having decided your specimen is a tree, the coloured flow chart will provide you with a name. You can then check your identification using the tree identification guide.</p> <p>You do not need to be an expert to use our tree guide. Even if you are a beginner you should be able to put a name to the common trees found in your area. But please don't just stop at finding the name. The guide shows you how trees of different types can be useful to us. Since most people now live in or near large towns and cities means that we may be unaware of the importance of trees and woodlands. So by discovering the names of nearby trees, all sorts of interesting facts can be uncovered, hopefully leading to action to protect and conserve our woodlands in the future.</p> <p>The Field Study Council Tree name trail was produced in partnership with the Forestry Commission.</p> | 5.05 | EA | FVRATE0 | 1
Biology | B8R00546 | Base Unit for Combustion Apparatus | <p>This Base Unit for the Food Calorimeter comprises of a metal disc, 100mm diameter, with a boss for mounting on a 13mm retort rod.</p> <p>The unit forms the floor of the combustion chamber and has an inlet tubule, 6mm diameter, for the oxygen supply, and a pair of pillars carrying the low voltage igniter coil. Also incorporated is a moveable crucible support enabling the crucible to be raised up to the igniter coil from outside the assembled apparatus.</p> <p>Supplied WITHOUT retort stand, crucible or spirit lamp.</p> <p>Requires the following items which are available separately:</p> <ul> <li>Food Calorimeter (B8H24816)</li> <li>Nickel Crucible - 6mm diameter (B8R09529)</li> <li>Retort Stand</li> </ul> <p>Spare Ignitor Coils are available to purchase as a pack of 10.</p> | 42.05 | EA | FVRATE20 | 1
Physics | B8R01196 | Solar Heating Kit | <p>The Solar Water Heater Kit is a working model of a real solar water heating panel.</p> <p>This interactive set shows how solar power can be harnessed to heat water, either outdoors in the sun or indoors with a lamp. Assembled in minutes, it can be used at all stages of education from primary school to university level to learn about renewable energy.</p> <ul data-rte-list="default"> <li> <p>Fill with cold water and watch the temperature increase as solar energy heats the panel</p> </li> <li> <p>Experiment with the insulating case open or closed, and with or without the insulation block fitted, to understand the effect on water heating efficiency</p> </li> <li> <p>Observe water temperature and external air temperature on the digital thermometer</p> </li> <li> <p>Measure maximum and minimum temperatures using the recording function and programmable alarm</p> </li> <li> <p>Durable, with a storage case to keep components organised and protected</p> </li> </ul> <p><strong>Kit Contents</strong></p> <ul data-rte-list="default"> <li> <p>Hinged plastic insulating case</p> </li> <li> <p>Black aluminium solar collector panel</p> </li> <li> <p>Copper heating tube with rubber stoppers</p> </li> <li> <p>Digital thermometer with LCD display and remote probe</p> </li> <li> <p>Polystyrene foam insulation block</p> </li> <li> <p>Assembly and operating instructions</p> </li> <li> <p>Storage case</p> </li> </ul> <p><strong>Specifications</strong></p> <ul data-rte-list="default"> <li> <p><strong>Insulating case dimensions:</strong> 260 x 210 x 60mm</p> </li> <li> <p><strong>Measurement scale:</strong> Celsius (&deg;C) or Fahrenheit (&deg;F)</p> </li> <li> <p><strong>Battery:</strong> 3V CR2032 lithium coin cell</p> </li> <li> <p><strong>Storage case dimensions:</strong> 300 x 240 x 110mm</p> </li> <li> <p><strong>Total weight: </strong>750g</p> </li> </ul> | 90.95 | EA | FVRATE20 | 1
Physics | B8R01197 | Wind Turbine Kit | <p>The Wind Turbine Kit is a working model of a real wind turbine.</p> <p>This interactive set shows how wind power can be harnessed to generate electricity, either indoors with a fan or outdoors in the wind. Assembled in minutes, it can be used at all stages of education from primary school to university level to learn about renewable energy.</p> <ul data-rte-list="default"> <li> <p>Power the electric motor, buzzer and LED modules</p> </li> <li> <p>Experiment with two, three or six blades, adjust blade angles, and measure output on the voltmeter</p> </li> <li> <p>Explore the relationship between gearing and power output with three gear ratios</p> </li> <li> <p>Automatically turns to face into the wind direction</p> </li> <li> <p>Durable, with a storage case to keep components organised and protected</p> </li> </ul> <p><strong>Kit Contents</strong>&nbsp;</p> <ul data-rte-list="default"> <li> <p>Turbine nacelle with generator and tailplane</p> </li> <li> <p>Desk-mounted tower</p> </li> <li> <p>Two 500mm leads and 4mm stackable plugs</p> </li> <li> <p>6-way turbine hub</p> </li> <li> <p>Six turbine blades</p> </li> <li> <p>Motor, LED and buzzer modules</p> </li> <li> <p>Dual-scale analogue voltmeter</p> </li> <li> <p>Gears (1 x 58-tooth, 2 x 38-tooth, 1 x 18-tooth)</p> </li> <li> <p>1.5mm hex key for gears</p> </li> <li> <p>Assembly and operating instructions</p> </li> <li> <p>Storage case</p> </li> </ul> <p><strong>Specifications</strong></p> <ul data-rte-list="default"> <li> <p><strong>Height: </strong>800mm</p> </li> <li> <p><strong>Blade diameter:</strong> 450mm</p> </li> <li> <p><strong>Blade options:</strong> 2, 3 or 6</p> </li> <li> <p><strong>Generator voltage:</strong> 0-3V</p> </li> <li> <p><strong>Voltmeter range:</strong> 0-3V, 0-15V</p> </li> <li> <p><strong>Gear ratios:</strong> 3:1, 1:1, 1:3</p> </li> <li> <p><strong>Clamp size:</strong> to suit 18-30mm tabletop</p> </li> <li> <p><strong>Storage case:</strong> 490 x 300 x 110mm</p> </li> <li> <p><strong>Total weight:</strong> 1250g</p> </li> </ul> | 185.95 | EA | FVRATE20 | 1
Physics | B8R01311 | Plotting Compass 16mm | <p>Each Plotting Compass is in a metal case.</p> <ul> <li>Diameter:16mm</li> <li>Pack size: 10</li> </ul> <p>WARNING! Not Suitable for Children under 3 years due to small parts.</p> <p>This product contains magnets or magnetic components. Magnets can cause serious or fatal injury if swallowed.</p> | 3.75 | P10 | FVRATE20 | 1
Physics | B8R01312 | Plotting Compass Without Dial 20mm Dia | <p>With needle pivoted between top and bottom glass plates, without dial. </p> <ul> <li>Diameter: 20mm</li> </ul> | 0.59 | EA | FVRATE20 | 1
Physics | B8R01323 | Cell Holder BEK | <p>BEK Single cell holder with 4mm sockets, ingeniously moulded so that a cell can only be inserted the correct way around.</p> <ul> <li>Accepts 1 x Zinc Carbon D cell (not included, available to purchase separately - B8R05412).</li> </ul> <p>A BEK 4-Cell Holder is also available (B8R01324).</p> | 2.89 | EA | FVRATE20 | 1
Lab Equipment | B8R01324 | 4 Cell Holder (BEK) | <p>Part of the Unilab BEK range, this Cell Holder holds 4 x D cell batteries and allows you to select different voltages via the 4mm sockets.</p> <ul> <li>Takes 4 x Zinc Carbon D cell batteries - sold separately (B8R05412).</li> </ul> | 18.69 | EA | FVRATE20 | 1
Physics | B8R01336 | Spare Len Cylindrical Double Convex 45mm | <p>Spare 45mm glass double convex cylindrical lens for use with the, now discontinued, Economy Ray Box.</p> <ul> <li>Dimensions: (W)45mm x (H)50mm</li> </ul> | 5.45 | EA | FVRATE20 | 1
Lab Equipment | B8R01459 | Ohaus Triple Beam Balance | <p>The OHAUS Triple Jr. is a versatile balance that will take on a wide variety of weighing tasks and is designed to stay accurate with everyday use. The Triple Beam Junior was designed by OHAUS with cost in mind and is manufactured to meet our stringent standards of quality and performance. The Triple Beam Junior is a patented design with quality in mind and includes notched and tiered beams for easy reading, magnetic dampening for quick results and zero adjust compensator ensures correct zero.</p> <ul> <li>610g x 0.1g standard capacity and readability.&nbsp;&nbsp;</li> </ul> <p>Security features: the Triple Junior comes with two lockable connections on the back for the product for locking to a table or other fixed object. One connection allows the use of a computer laptop cable. The second connection allows the use of any cable that can be looped through the back.</p> | 219.95 | EA | FVRATE20 | 1
Chemistry | B8R01604 | Stoppers Cone 14-23 | <p>Glass stopper made of Borosilicate glass, with ground glass joint and both ends closed.</p> <ul> <li>Cone size: 14/23</li> </ul> | 3.55 | EA | FVRATE20 | 1
Chemistry | B8R01606 | Liebig Condensors 150mm 14/23 | <p>Liebig Condenser, made from Borosilicate glass with ground glass joints and screw thread connectors. Joint size is 14/23</p> <ul> <li>Overall Length: 150mm</li> <li>Cone size: 14/23</li> <li>Socket size: 14/23</li> <li>Material: Borosilicate Glass</li> </ul> <p>Requires 8mm Bore Rubber Tubing, available to purchase in 1M lengths: B8A89667</p> | 18.19 | EA | FVRATE20 | 1
Environmental Science | B8R01735 | Quadrat Bundle | <p>Quadrat Bundles includes:</p> <ul> <li>5 x Frame Quadrats</li> <li>5 x Grid Quadrats: 100 squares</li> <li>5 x Grid Quadrats: 25 squares</li> </ul> | 203.85 | PK | FVRATE20 | 1
Coaching & Resources | B8R01745 | Single Event Timer | <p>A single event timer which is extremely easy to use, with a simple start, stop and reset operation. An audible beep confirms any operation. 1/100 second resolution to ten hours. </p> | 16.99 | EA | FVRATE20 | 1
Environmental Science | B8R01778 | Stainless Steel Sieves | <p>Set of 3 nesting aluminium sieves with perforated stainless steel sieve elements, lid and bottom receiver. For fractionation of soils or sediments.</p> <ul> <li>Pan diameter: 100mm.</li> <li>Height: 45mm.</li> <li>Body height: 45mm.</li> <li>Mesh holes: 2.0mm, 1.0mm and 0.5mm diameter.&nbsp;</li> </ul> <p>Contains:</p> <ul> <li>Lid</li> <li>10 mesh sieve body</li> <li>20 mesh sieve body</li> <li>30 mesh sieve body</li> <li>Cup</li> </ul> | 63.99 | P 3 | FVRATE20 | 1
Biology | B8R02032 | Human Muscular Skeleton With Stand 1.5m | <p>This life-size replica of a human skeleton is painted to show the points of muscle origin in red and insertion in blue along the left side. The joints are articulated which allows easy movement of the major joints and the 3 part skull is removable for closer study of jaw and teeth. The arms and legs are also removeable. </p> <ul> <li>Mounted on a sturdy stand with free rolling wheels</li> <li>Includes key card showing 167 muscle features</li> <li>Height: 1.5M</li> </ul> | 404.55 | EA | FVRATE20 | 1
Biology | B8R02098 | Human Skeleton With Stand 150cm | <p>The life-size replica of a human skeleton provides an incredibly high amount of realism and detail for students examining the human skeleton. Pinned joints allow for the demonstration of limb movements to showcase how the skeletal system interacts during motion. The skeleton is made of a fibrous material, finished in natural colours and mounted onto a solid stand to allow for decades of student use.</p> <ul> <li>Mounted on a sturdy stand with free rolling wheels</li> <li>Height: 1.5M</li> </ul> | 262.95 | EA | FVRATE20 | 1
Site Maintenance | B8R02103 | Rechargable Battery AA HR6 P4 | <ul> <li>1.2v Energizer battery</li> <li>Protect the environment by producing less waste - and at a lower cost</li> <li>Can be recharged hundreds of times</li> <li>AA</li> <li>HR6, LR6</li> <li>Pack of 4</li> </ul> | 16.99 | P 4 | FVRATE20 | 1
Appliances | B8R02122 | Swan Neck Tap - Hot | <p>Bench mounted left hand fitting with fixed swanneck and fixed or removable nozzle.</p> <ul> <li>Height from bench surface: 342mm.</li> <li>Standout: 152mm.</li> <li>Weight: Approx. 1.3 kg</li> <li>60 mm, 1/2' ISO 7/1-R - UniFlex connection/installation hose: 0,7m with OD15mm brass tail</li> </ul> | 84.39 | EA | FVRATE20 | 1
Appliances | B8R02124 | Swan Neck Tap - Cold With Lever | <p>Bench mounted right hand fitting with fixed swanneck and fixed nozzle.</p> <ul> <li>Height from bench surface: 342mm.</li> <li>Standout: 152mm</li> <li>Weight: Approx. 1.3 kg</li> <li>60 mm, 1/2' ISO 7/1-R - UniFlex connection/installation hose: 0.7m with OD15mm brass tail</li> </ul> | 84.39 | EA | FVRATE20 | 1
Chemistry | B8R02324 | Polyox - The Self Siphoning Liquid | <p>Polyethylene oxide in a non-toxic, long-chain polymer with a high molar mass. Because of extensive hydrogen bonding, it is soluble in water. A solution of Polyox (approximately 1% w/v) behaves as an 'elastic liquid' i.e. it 'self-siphons'. </p> <p>If you quickly drag some of the solution from a beaker with a spatula or spoon, it will continue to move out of the beaker. You can even draw it up into a syringe even though the tip of the syringe is above the liquid level. </p> <p>(5g is sufficient to make about 500 cubic cm of the fluid). </p> <ul> <li>Supplied in 50g pack.</li> <li>Bulk orders will be supplied in a single bag.</li> </ul> <p>Please note: Propan-2-ol (B8F78836) is required for use with this item. </p> | 7.99 | PK | FVRATE20 | 1
Chemistry | B8R02325 | Polymorph - Malleable Smart Polymer | <p>Polymorph is one of a new generation of commercial polymers set to have a major impact on model making and prototyping.&nbsp; This polymer has all the characteristics of a tough 'engineering' material yet it softens and becomes easily mouldable at just 62&deg;C.&nbsp; It can be heated with just hot water or a hairdryer and can then be moulded by hand to create prototypes and solve manufacturing problems currently outside the capacity of other materials.&nbsp; Polymorph can be reused simply by reheating, the material can also be coloured when soft by adding a small amount of food dye.</p> <ul> <li>The material is supplied in a self-seal bag</li> <li>Weight: 500g</li> </ul> <p>Industrial uses for Polymorph include:</p> <ul> <li>Moulding of handles and orthopaedic aids</li> <li>Vacuum forming moulds</li> <li>Moulds for batch producing other mouldings</li> <li>Prototype mechanical parts</li> <li>Armatures/frames for models</li> <li>Inserts for compliant products</li> <li>Specialised components - e.g. motor mountings</li> <li>Moulding of complete products - e.g. torches</li> <li>Joining components together</li> </ul> | 20.25 | EA | FVRATE20 | 1
Environmental Science | B8R02332 | Pocket Magnifier 15x25mm 10x Mag | <p>Lightweight magnifier with two plano-convex lenses. The lens mount folds into case.</p> <ul> <li>Magnification: 10X</li> <li>Dimensions: 15 x 25mm</li> </ul> | 2.45 | EA | FVRATE20 | 1
Lab Equipment | B8R02933 | Pocket Infared Thermometer | <p>A quick and easy infrared thermometer providing safe temperature measurement where non-contact access is required. </p> <p>Supplied complete with wrist strap, clip out stamp and storage pouch. </p> <p><strong>Specifications:</strong> </p> <ul> <li>Temperature Range: -35 to 230°C&°F (switchable)</li> <li>Accuracy: +/-2% or +/-2.0°C(+/-2.0°F)</li> <li>Divisions: 0.1°C</li> <li>Distance to Spot Ratio: 1:1</li> <li>Emissivity: 0.95 fixed</li> <li>Wavelength: 5 to 14µm</li> <li>Battery: 1 x CR2032 (supplied)</li> <li>CE & ROHS/WEEE: Approved</li> <li>LCD Dimensions: 14mm x 24mm</li> <li>Product Dimensions: 75mm x 40mm x 20mm</li> </ul> <p>Not suitable for medical use </p> | 34.89 | EA | FVRATE20 | 1
Appliances | B8R02971 | Javac Vacuum Pump | <p>Rotary vain vacuum pump, oil sealed and ideally suited for use in education. This unit is relatively quiet in use and can be operated for long periods of time, robust and engineered for school use. The large oil capacity of 350ml provides for long operation between oil changes. The oil level site glass is incorporated so that the oil can be monitored.</p> <ul> <li>Ultimate Vacuum: 25 microm, approx. 3Pa</li> <li>Air Displacement: 40Lt\Min</li> <li>Dimensions: 330mm x 135mm 255mm</li> <li>Weight: 9.8kg</li> </ul> <p>Vacuum Pump Oil is available to purchase separately (B8R04860).</p> | 425.95 | EA | FVRATE20 | 1
Physics | B8R03097 | 7 Resistance Unit | <p>A handy 7-way resistance unit for low voltage circuit work and Ohm's Law investigations, offering a range of values: 1, 4.7, 10, 100, 1000, 10000 and 10000 Ohms. Each resistor is connected to a pair of red and black 4mm sockets. They can be connected in series or parallel to support investigation of the 'rules' for combining resistors.</p> <p>The maximum voltage allowed depends on the resistor value, and its power rating. Students should appreciate the need for some simple calculations when selecting a resistor value. The Notes For Use are included to provide guidance.</p> <ul> <li>All resistors are rated at 0.25W</li> <li>Maximum Current: 250mA a.c. or d.c.</li> <li>Dimensions: 160mm x 75mm x 31mm</li> <li>Mass: 130g</li> </ul> | 17.69 | EA | FVRATE20 | 1
Physics | B8R03099 | Solenoid Superior | <p>This large solenoid offers a range of experiments around magnetic fields and the transformer effect. Used with a variable d.c. supply and a Magnetic Flux Density Meter the field can be measured at various positions inside and outside the coil, for a range of currents.</p> <p>The Solenoid's main coil is 200 turns, wound on a 50mm diameter tube. The overall length of the windings is 420mm. A second coil is wound on the same tube, with the same overall length. This coil is tapped at 5, 10, 20, 30, 50, 70 and 100 turns on either side of the centre, effectively offering a range of coils from 5 turns to 200 turns. The relationship between flux density, number of turns, current and length of coil can be fully investigated.</p> <p>4mm sockets are colour coded to encourage correct connection: black sockets - main 200 turn coil; red sockets - second coil 200 turns with tappings.</p> <p>Used with a variable a.c. supply and suitable a.c. meters (e.g. Easy Read meter and 20V a.c. Attachment) students can investigate the behaviour of a crude transformer. The two coils are used as primary and secondary winding in various turns ratios. The efficiency is very low. Steel laboratory retort stand rods can be used singly or in small numbers to provide a core for the transformer to illustrate increasing efficiency.</p> <p>This introductory work can lead into investigation of practical transformer e.g. C-cores and Transformer Coils where the complete magnetic path provides much higher efficiency. Students can also extend their study using the Dissectible Transformer (B8H26564) and its accessories, where they can investigate applications of transformer principles to induction and motors.</p> <ul> <li>Maximum Voltage: 6V a.c. and d.c.</li> <li>Maximum current: 7A a.c. and d.c.</li> <li>Coils: 200 turns 20swg copper wire + 200 turns 19swg tapped.</li> <li>Size: 530mm x 175mm x 115mm</li> </ul> <p>Associated Products:</p> <ul> <li>Magnetic Flux Density Meter - B8H28729</li> <li>Easy-Read Digital Meter - B8R02652</li> <li>Easy-Read Attachment 20V a.c.- B8H30671</li> <li>Dissectible Transformer - B8H26564</li> <li>Bench Power Supply Unit - B8G85458</li> </ul> | 117.19 | EA | FVRATE20 | 1
Scissors | B8R03124 | Soft Grip All Purpose Scissor RH | <p>Introducing the new and improved Classmates All Purpose Scissors &ndash; the perfect tool for a variety of cutting tasks. Designed with quality and comfort in mind, these right-handed scissors are ideal for classrooms, offices, and home use.</p> <ul> <li>Stainless Steel Blades: Ensure clean, precise cuts every time, making them perfect for a wide range of materials.</li> <li>Comfort Grip Handles: Classmates colour-coordinated handles provide a secure and comfortable hold, reducing hand fatigue during extended use.</li> <li>Overall Length (24.2cm): A versatile size that offers excellent control and ease of use for various tasks.</li> </ul> <p>The Classmates All Purpose Scissors combine durability with comfort, making them a reliable choice for everyday cutting needs.</p> | 6.49 | EA | FVRATE20 | 1
Biology | B8R03141 | DinoLite AM2111 USB Microscope | <p>The hand held AM2111 Dino-Lite Basic is the entry level Dino-Lite USB microscope and offers VGA resolution imaging (640 x 480) at 10x~60x and 200x~230x magnification, which is adjusted via a convenient thumbwheel. The objective is surrounded by 4 bright white LEDs to illuminate the object being observed which are always on when the USB microscope is connected to power. Real time video can be captured at up to 30 frames per second, time-lapse video can be recorded and played back at frame rates of your choosing. </p> <p>The AM2111 is essentially the same as its predecessors (the AM2011, AM211 and AM311 models) with the added benefit of an integral USB cable strain relief. The AM2111 model has also undergone a minor cosmetic re-design. As with all previous versions of this model the AM2111 is equipped with a high-speed USB 2.0 interface. </p> <p><strong>Technical Specifications:</strong> </p> <ul> <li>Resolution: 640 x 480pixels (VGA)</li> <li>Magnification:10x~70x, 200x~230x</li> <li>Working Distance: Standard</li> <li>Interface: USB 2.0</li> <li>Number of LEDs: 4</li> <li>LED on/off switchable: No</li> <li>LED colour: White</li> <li>Material: Composite</li> <li>Exchangeable caps: No</li> <li>Microtouch: No</li> <li>Scroll lock: No</li> <li>Output: Picture, Video, Time-lapsed Video</li> <li>Video Frame Rate :Up to 30 frames-per-second</li> <li>Measurement: No</li> <li>Calibration: No</li> <li>Filter/Diffuser: None</li> <li>Compatibility: Windows XP, Vista, 7, 8 & 10, MacOS 10.9 +</li> <li>Software: DinoCapture for Windows, DinoXcope for MacOS</li> <li>JPEG Codec: None</li> <li>Dimensions: (L) 105mm x (H) 32mm</li> </ul> <p><strong>Field of View Specifications</strong>: </p> <p>(WD = working distance, FOV = field of view) </p> <p>Magnification rates: </p> <ul> <li><strong>20</strong>: 51.7mm (WD) 25.0mm (FOV:x) 15.7mm (FOV:y)</li> <li><strong>30</strong>: 24.1mm (WD) 14.0mm (FOV:x) 10.5mm (FOV:y)</li> <li><strong>40</strong>: 11.0mm (WD) 10.5mm (FOV:x) 7.9mm (FOV:y)</li> <li><strong>50</strong>: 3.8mm (WD) 8.4mm (FOVx) 6.3mm (FOV:y)</li> <li><strong>60</strong>: -0.6mm (WD) 7.0mm (FOV:x) 5.2mm (FOV:y)</li> <li><strong>200</strong>: -0.4mm (WD) 2.1mm (FOV:x) 1.6mm (FOV:y)</li> <li><strong>210</strong>: 0.6mm (WD) 2.0mm (FOV:x) 1.5mm (FOV:y)</li> <li><strong>220</strong>: 1.7mm (WD) 1.9mm (FOV:x) 1.4mm (FOV:y)</li> <li><strong>230:</strong> 2.8mm (WD) 1.8mm (FOV:x) 1.4mm (FOV:y)</li> </ul> | 163.05 | EA | FVRATE20 | 1
Biology | B8R03142 | DinoLite AM4113T Pro USB Microscope | <p>The Dino-Lite AM4113T Pro USB Microscope represents the latest version of the Dino-Lite AM413T which was, without doubt, the most popular model in the Dino-Lite Pro range. This latest reincarnation still offers 1.3MP image resolution but uses the very latest image sensor bringing with it improved colour rendering and low light performance. The new housing with magnification lock feature and improved thumbwheel action further enhance the product. Other than this, the AM4113T inherits all other attributes from the AM413T and offers professional users crystal clear images combined with access to advanced software features. The 1.3MP image sensor provides excellent full screen resolution and the standard working distance optics (10x-60x &amp; 200x) offer a wide range of magnifications for general use (10x-60x &amp; 200x-240x). Advanced software measurement features with calibration and the MicroTouch snapshot function also feature as standard on the Dino-Lite Pro AM4113T.</p> <p><strong>Technician Specifications:</strong></p> <ul> <li>Resolution: 1280 x 1024 pixels(1.3MP)</li> <li>Magnification:10x ~ 70x, 200x</li> <li>Working Distance: Standard</li> <li>Interface: USB 2.0</li> <li>Number of LEDs: 8</li> <li>LED on/off switchable: Yes</li> <li>LED colour: White</li> <li>Material: Composite</li> <li>Exchangeable caps: No</li> <li>Microtouch: Yes</li> <li>Scroll lock: Yes</li> <li>Output: Picture, Video, Time-lapsed video</li> <li>Video Frame Rate: Up to 30 frames-per-second, 15fps at 1.3MP</li> <li>Measurement: Yes</li> <li>Calibration: Yes</li> <li>Filter/Diffuser: None</li> <li>Compatibility: Windows XP, Vista, 7, 8 &amp; 10, MacOS 10.9 +</li> <li>Software: DinoCapture for Windows, DinoXcope for MacOS</li> <li>JPEG Codec: None</li> <li>Dimensions: (L) 105mm x (H) 32mm</li> </ul> <p><strong>Field of View Specifications:</strong></p> <p>(WD = working distance, FOV = field of view)</p> <p>Magnification rates:</p> <ul> <li><strong>20:</strong> 48.7mm (WD) 19.8mm (FOV:x) 14.9mm (FOV:y)</li> <li><strong>30:</strong> 21.7mm (WD) 13.2mm (FOV:x) 9.9mm (FOV:y)</li> <li><strong>40:</strong> 9.0mm (WD) 9.9mm (FOV:x) 7.4mm (FOV:y)</li> <li><strong>50:</strong> 1.9mm (WD) 7.9mm (FOV:x) 5.9mm (FOV:y)</li> <li><strong>60:</strong> -2.3mm (WD) 6.6mm (FOV:x) 5.0mm (FOV:y)</li> <li><strong>220:</strong> -0.1mm (WD) 1.8mm (FOV:x) 1.4mm (FOV:y)</li> <li><strong>230:</strong> 1.0mm (WD) 1.7mm (FOV:x) 1.3mm (FOV:y)</li> <li><strong>240:</strong> 2.1mm (WD) 1.7mm (FOV:x) 1.2mm (FOV:y)</li> </ul> | 374.45 | EA | FVRATE20 | 1
Lab Equipment | B8R03146 | Lo-Tox -10 To 260C Thermometer | <p>Partial Immersion LO-Tox Blue Spirit Filled Laboratory Thermometer</p> <p>-10<strong>&deg;</strong>C to +260<strong>&deg;</strong>C (L)405mm</p> <p>LO-tox&trade; is an organic filling specially chosen to achieve a wide temperature span and provide the lowest practical levels of hazard. The quality and legibility make these an ideal substitute for mercury thermometers. Fitted with Brannan non roll end cap which has a ring to allow the thermometer to be suspended.</p> <ul> <li><strong>Range (&deg;C):</strong> -10<strong>&deg;</strong>C to +260<strong>&deg;</strong>C<strong></strong></li> <li><strong>Division:</strong> 1.0<strong>&deg;</strong>C</li> <li><strong>Length:</strong> 405mm<strong></strong></li> <li><strong>Diameter:</strong> 6.5mm</li> <li><strong>Filling</strong>: Blue Spirit</li> <li><strong>Immersion:</strong> Partial, Immersion is 76mm<strong><strong></strong></strong></li> <li><strong>Accuracy</strong>: +/-2.0&deg;C @ 90&deg;C<strong><strong><strong></strong></strong></strong></li> <li><strong>Product Material:</strong> Glass Tube: Kerosene filled</li> </ul> | 4.39 | EA | FVRATE20 | 1
Lab Equipment | B8R03149 | Brannan Bench Timer | <p>The Brannan bench top timers are easy to use and are particularly suited for use in schools. They have colour coded buttons and a clear LCD display, housed in a robust ABS casing. The timers are highly accurate, have count up with lap and split timing features. Timing period up to 9 hours, 59 minutes and 59 seconds. Supplied complete with fully operating instructions and batteries. Dimensions: 100 x 90 x 70.5mm. LCD Dimensions 63.7 x 19.7mm.</p> | 18.79 | EA | FVRATE20 | 1
Lab Equipment | B8R03150 | Bench Timer External Triggering Contacts | <p>The Brannan bench top timers are easy to use and ae particularly suited for use in schools. They have colour coded buttons and a clear LCD display, housed in a robust ABS casing. This model has 4mm sockets for external triggering. These can be used for attached external trigger apparatus to the timer such as a push-to-make switch. Supplied complete with full operating instructions and batteries. </p> | 18.95 | EA | FVRATE20 | 1
Protective Workwear | B8R03170 | Powder Free Vinyl Gloves Med | <p>These medium-sized Polyco clear vinyl disposable gloves provide an excellent solution for maintaining hygiene in various environments, including food handling, laboratories, and clinics. Free from vegetable proteins and powders, these gloves are designed to reduce potential allergens and irritations.</p> <ul> <li>Ambidextrous design for easy and comfortable wear on either hand.</li> <li>Includes 100 gloves packaged in a convenient dispenser box for organised storage and easy access.</li> <li>Ideal for educational facilities, these gloves ensure a sanitary environment conducive to learning and safety.</li> </ul> | 5.79 | BOX | FVRATE20 | 1
Protective Workwear | B8R03171 | Powder Free Latex Gloves Med | <p>These medium-sized Polyco clear latex disposable gloves provide an excellent solution for maintaining hygiene in various environments, including food handling, laboratories, and clinics. Free from vegetable proteins and powders, these gloves are designed to reduce potential allergens and irritations.</p> <ul> <li>Ambidextrous design for easy and comfortable wear on either hand.</li> <li>Includes 100 gloves packaged in a convenient dispenser box for organised storage and easy access.</li> <li>Ideal for educational facilities, these gloves ensure a sanitary environment conducive to learning and safety.</li> <li>Hand hugging latex provides maximum dexterity, sensitivity and comfort</li> <li>Ambidextrous&nbsp;</li> <li>Made completely from natural rubber</li> </ul> | 9.99 | PHA | FVRATE20 | 1
Lab Equipment | B8R03174 | Mystrica 2.0 Wireless Colorimeter | <p>This colorimeter has been developed by practising teachers, to help teachers of science to deliver programmes of interesting and meaningful practical work. The instrument delivers high quality performance in a small, robust, user-friendly and affordable package. The unit can be used as a standalone colorimeter or be linked to a PC, tablet or smart phone. The PC software and the IOS and android apps are free to download and use. The colorimeter makes colorimetry easily accessible to students of all ages across the curriculum. The combination of low cost, ease of use and high performance make this an ideal instrument for use in schools and colleges. The colorimeter has a choice of wavelengths of light and can measure absorbance or transmittance. It can also be used for reaction kinetics.</p> <p><em><strong>Technical Specification:</strong></em></p> <ul> <li>Wavelength Range: 465-630nm</li> <li>Lamp Source: LED</li> <li>Optical System: Red, Blue, Green LED</li> <li>Photometric Range: 0 - 1.999A, 0.0 - 100.0%T</li> <li>Cuvette Holder: 10mm (12mm Test tubes can be used)</li> <li>Power Requirements: 4 x AA batteries (supplied)</li> <li>Compatibility: Via USB for PC, Bluetooth for IOS, Android smartphones and tablets</li> </ul> <p>The colorimeter is supplied with 10 cuvettes and caps, a cuvette stand and a USB cable.</p> <p>This item is direct delivery and may take up to 2 weeks.</p> | 146.95 | EA | FVRATE20 | 1
Physics | B8R03178 | Adjustable Lens Holder | <p>Plastic, adjustable lens holder to accommodate a range of lens sizes.</p> <p>Holds lenses in place during Optics Investigations.</p> | 7.89 | EA | FVRATE20 | 1
Appliances | B8R03186 | Fume Cupboard Docking Station | <p>The Fume Cupboard Docking Station has been designed specifically to offer additional safety features within the teaching environment.</p> <p>The Safelab Docking Station provides secure connection of services (usually gas, electricity, water and waste) to our mobile and semi-mobile fume cupboards.</p> <p>The mobile filtered Airone 1000RS or semi-mobile ducted Airone 1000DS is simply moved into place for the demonstration, the castors are locked, and the services connected. The stainless steel tether fitted to the fume cupboard allows it to be positioned up to 1.6 metres away from the docking station (model dependent).</p> <p>After the demonstration the services can be straightforwardly disconnected, the docking station securely locked, and the fume cupboard conveniently moved out of the way.</p> <p>Schools often install a number of Safelab Docking Stations so that a single Airone 1000RS mobile filtration fume cupboard can serve several classrooms - a space efficient and cost effective alternative to installing permanent fume cupboards in each class.</p> <p><strong>Features:</strong></p> <ul> <li>Lockable: Prevents unauthorised access to mains service supplies</li> <li>Robust lock and hinges</li> <li>Easily sited</li> <li>Recess or flush mounted</li> <li>Isolated 13amp single switch electric socket</li> <li>Specifically designed for the Airone 1000RS and 1000DS</li> <li>Quick release connections for water, waste and natural gas</li> <li>Tether point to prevent damage to service connections</li> </ul> <p>Made to order item, Once confirmed cannot be cancelled or amended.</p> <p>Additional delivery and installation charges will apply outside mainland UK and out of area locations (Postcodes AB, PH, PA, DG, TR, PL, TQ, SA, IV, KW)</p> | 423.09 | EA | FVRATE20 | 1
Appliances | B8R03187 | Spare Filters for Fume Cupboards | <p>Spare CMS Filter for Safelab 1000R and 1000RS Fume Cupboards.</p> <ul> <li>Size: 22Kg</li> <li>Lifetime: 4 - 5 years</li> </ul> <p><strong>Please note - this is a 'made to order' item. Once confirmed, the order cannot be cancelled or amended</strong></p> <p>Additional delivery and installation charges will apply outside mainland UK and out of area locations (Postcodes AB, PH, PA, DG, TR, PL, TQ, SA, IV, KW)</p> | 761.29 | EA | FVRATE20 | 1
Glassware, Plastics & Ceramics | B8R03190 | Azlon Grad Beaker 50x5ml Pk10 | <p>These popular, classic Azlon&reg; beakers designed to ISO 7056 are excellent for general laboratory use.</p> <p>They can withstand temperatures up to 135&deg;C (autoclavable at 121&deg;C) and have good chemical resistance.</p> <p>Graduations are clearly printed using indelible solvent resistant ink.</p> <ul> <li>Volume: 50ml</li> <li>Dimensions: (D)51mm x (H)51mm</li> <li>Pack of 10</li> </ul> | 20.55 | P10 | FVRATE20 | 1
Glassware, Plastics & Ceramics | B8R03191 | Azlon Grad Beaker 100x10ml P10 | <p>These popular, classic Azlon&reg; beakers designed to ISO 7056 are excellent for general laboratory use.</p> <p>They can withstand temperatures up to 135&deg;C (autoclavable at 121&deg;C) and have good chemical resistance.</p> <p>Graduations are clearly printed using indelible solvent resistant ink.</p> <ul> <li>Volume: 100ml</li> <li>Dimensions: (D)62mm x (H)62mm</li> <li>Pack of 10</li> </ul> | 23.15 | P10 | FVRATE20 | 1
Glassware, Plastics & Ceramics | B8R03192 | Azlon Grad Beaker 250x25ml P10 | <p>These popular, classic Azlon&reg; beakers designed to ISO 7056 are excellent for general laboratory use.</p> <p>They can withstand temperatures up to 135&deg;C (autoclavable at 121&deg;C) and have good chemical resistance.</p> <p>Graduations are clearly printed using indelible solvent resistant ink.</p> <ul> <li>Volume: 250ml</li> <li>Dimensions: (D)82mm x (H)82mm&nbsp;</li> <li>Pack of 10</li> </ul> | 33.95 | P10 | FVRATE20 | 1
Glassware, Plastics & Ceramics | B8R03193 | Azlon Grad Beaker 500x50ml P10 | <p>These popular, classic Azlon&reg; beakers designed to ISO 7056 are excellent for general laboratory use.</p> <p>They can withstand temperatures up to 135&deg;C (autoclavable at 121&deg;C) and have good chemical resistance.</p> <p>Graduations are clearly printed using indelible solvent resistant ink.</p> <ul> <li>Volume: 500ml</li> <li>Dimensions: (D)93mm x (H)101mm</li> <li>Pack of 10</li> </ul> | 37.95 | P10 | FVRATE20 | 1
Chemistry | B8R03201 | Thin Layer Chromatography | <p>This Principles of TLC Kit introduces chromatographic theory and methods of thin layer chromatography. A mixture of dyes are separated on a cellulose-based TLC plate using two different solvent systems.</p> <ul> <li>Group Size: for 8 separations</li> <li>Storage: Room temperature</li> <li>Time Required: Spotting plates - 20 minutes, TLC Separation - 5 minutes</li> </ul> <p>The kit includes:</p> <ul> <li>Full instructions</li> <li>Samples</li> <li>Reagents and solvents</li> <li>Cellulose thin layer plate</li> <li>5 &micro;l glass capillary pipettes</li> </ul> <p>Additional required equipment &amp; materials (not supplied with the kit):</p> <ul> <li>250ml beakers (B8R07862)</li> <li>Pipette filler (B8A78062)</li> <li>10ml pipettes (PP053187AC)</li> <li>Pencil &amp; ruler</li> </ul> | 170.75 | EA | FVRATE20 | 1
Chemistry | B8R03202 | Ion Exchange Chromatography | <p>Most molecules have a net charge within a pH range of 2 to 10. When the pH is altered, the net charge on molecules can change drastically. In this Ion Exchange Chromatography Kit, a mixture of two chemicals is absorbed onto a solid support ion-exchange column and separated during elution under conditions that influence their net charge.</p> <ul> <li>Group Size: for 10 lab groups</li> <li>Storage: Room temperature</li> <li>Time Required: Complete in 60-90 minutes</li> </ul> <p>The kit includes:</p> <ul> <li>Full instructions</li> <li>Ion exchanger</li> <li>Chemical mixture</li> <li>Potassium Acetate buffer</li> <li>Chromatography columns</li> </ul> <p>Additional required equipment &amp; materials (not supplied with the kit):</p> <ul> <li>Spectrophotometer (PP00050871)</li> <li>Cuvettes (PP00057851)</li> <li>Retort Stand with clamp (B8R06571)</li> <li>Test tubes (B8R07897)</li> <li>Graduated glass pipette (B8R05901)</li> <li>Pipette filler (B8A78062)</li> </ul> | 131.75 | EA | FVRATE20 | 1
Lab Equipment | B8R03215 | Adam Core Compact Balance 200x0.01g | <p>The Adam Core&trade; Compact portable balances are an excellent range with simple operation and economy. Excellent for use in a school laboratory or in the field. Capable of performing simple mass measurements. The balances are stackable to save space within the laboratory and are made from easy to clean, durable materials.</p> <ul> <li>An excellent range of balances with simple operation and economy</li> <li>Stainless steel pan</li> <li>Auto power off</li> <li>Low battery indication</li> <li>Shockprotect&reg; overload three-point protection helps protect internal components from damage if the balance is overloaded</li> <li>Can be stacked for storage</li> <li>Lock down mounting slot for Kensington&trade; type lock and cable</li> <li>Dual Tare keys, colour-coded for easy recognition</li> <li>Battery or mains powered (mains adaptor supplied)</li> <li>Removeable draught shield</li> <li>Backlit LCD display</li> <li>Durable enough for the classroom, and covered by a 3-year warranty</li> </ul> | 169.85 | EA | FVRATE20 | 1
Lab Equipment | B8R03218 | Highland Portable Precision 120g 0.001g | <p>The Adam Highland&trade; Portable Precision balances are ideal for advanced laboratory and field use. The balances are stackable to save space within the laboratory and are made from easy to clean, durable materials.</p> <ul> <li>An excellent range of balances with simple operation</li> <li>USB or RS232 Connectivity</li> <li>Stainless steel pan</li> <li>Auto power off</li> <li>Low battery indication</li> <li>Shockprotect&reg; overload three-point protection helps protect internal components from damage if the balance is overloaded</li> <li>HandiCal&trade; manual internal calibration with built-in mass</li> <li>Can be stacked for storage</li> <li>Lock down mounting slot for Kensington&trade; type lock and cable</li> <li>Dual Tare buttons and colour-coded keys make operation easier for younger users</li> <li>Below-balance weighing option helps with teaching tension, force and mass measurement</li> <li>Battery or mains powered (mains adaptor &amp; rechargeable batteries supplied)</li> <li>Removeable draught shield</li> <li>Backlit LCD display</li> <li>Rechargeable battery life (up to): 50 hours</li> <li>Solid ABS housing for strength and durability</li> </ul> | 324.35 | EA | FVRATE20 | 1
Lab Equipment | B8R03220 | Highland Portable Precision 600g 0.01g | <p>The Adam Highland&trade; Portable Precision balances are ideal for advanced laboratory and field use. The balances are stackable to save space within the laboratory and are made from easy to clean, durable materials.</p> <ul> <li>An excellent range of balances with simple operation</li> <li>USB or RS232 Connectivity</li> <li>Stainless steel pan</li> <li>Auto power off</li> <li>Low battery indication</li> <li>Shockprotect&reg; overload three-point protection helps protect internal components from damage if the balance is overloaded</li> <li>HandiCal&trade; manual internal calibration with built-in mass</li> <li>Can be stacked for storage</li> <li>Lock down mounting slot for Kensington&trade; type lock and cable</li> <li>Dual Tare buttons and colour-coded keys make operation easier for younger users</li> <li>Below-balance weighing option helps with teaching tension, force and mass measurement</li> <li>Battery or mains powered (mains adaptor &amp; rechargeable batteries supplied)</li> <li>Removeable draught shield</li> <li>Backlit LCD display</li> <li> <p>Rechargeable battery life (up to): 50 hours</p> </li> <li> <p>Solid ABS housing for strength and durability</p> </li> </ul> | 251.95 | EA | FVRATE20 | 1
Lab Equipment | B8R03221 | Highland Portable Precision 1000g 0.01g | <p>The Adam Highland&trade; Portable Precision balances are ideal for advanced laboratory and field use. The balances are stackable to save space within the laboratory and are made from easy to clean, durable materials.</p> <ul> <li>An excellent range of balances with simple operation</li> <li>USB or RS232 Connectivity</li> <li>Stainless steel pan</li> <li>Auto power off</li> <li>Low battery indication</li> <li>Shockprotect&reg; overload three-point protection helps protect internal components from damage if the balance is overloaded</li> <li>HandiCal&trade; manual internal calibration with built-in mass</li> <li>Can be stacked for storage</li> <li>Lock down mounting slot for Kensington&trade; type lock and cable</li> <li>Dual Tare buttons and colour-coded keys make operation easier for younger users</li> <li>Below-balance weighing option helps with teaching tension, force and mass measurement</li> <li>Battery or mains powered (mains adaptor &amp; rechargeable batteries supplied)</li> <li>Removeable draught shield</li> <li>Backlit LCD display</li> <li>Rechargeable battery life (up to): 50 hours</li> <li>Solid ABS housing for strength and durability</li> </ul> | 317.19 | EA | FVRATE20 | 1
First Aid | B8R03226 | Eye Wash Pod Station | <ul> <li>Wall mounted eyewash pod station</li> <li>Contents: shatterproof mirror, 25 x eyewash pods</li> <li>Sterile eyewash pods are convenient and easy to use</li> <li>Single use, just snap off top</li> <li>Size H250 x W325 x D25mm</li> <li>Each&nbsp;</li> </ul> | 21.39 | EA | FVRATE20 | 1
Glassware, Plastics & Ceramics | B8R03231 | Azlon GradBeaker 1000x100ml P5 | <p>These popular, classic Azlon&reg; beakers designed to ISO 7056 are excellent for general laboratory use.</p> <p>They can withstand temperatures up to 135&deg;C (autoclavable at 121&deg;C) and have good chemical resistance.</p> <p>Graduations are clearly printed using indelible solvent resistant ink.</p> <ul> <li>Volume: 1000ml</li> <li>Dimensions: (D)127mm x (H)126mm</li> <li>Pack of 5</li> </ul> | 28.19 | P 5 | FVRATE20 | 1
Glassware, Plastics & Ceramics | B8R03232 | Azlon Grad Beaker 2000x200ml | <p>These popular, classic Azlon&reg; beakers designed to ISO 7056 are excellent for general laboratory use.</p> <p>They can withstand temperatures up to 135&deg;C (autoclavable at 121&deg;C) and have good chemical resistance.</p> <p>Graduations are clearly printed using indelible solvent resistant ink.</p> <ul> <li>Volume: 2000ml</li> <li>Dimensions: (D)158mm x (H)160mm</li> <li>Pack Size: Each</li> </ul> | 10.25 | EA | FVRATE20 | 1
Primary Science | B8R03265 | Human Torso Model 11 Parts | <p>This 20 Inch torso can be dissected into 11 anatomical parts to help identify and learn about the human anatomy.</p> <p>Ideal for use in the classroom to demonstrate the relationship between internal organs.</p> <p>Includes a key to the parts and fully illustrated manual.</p> <p>Size approx. 500mm/20 Inch high.</p> | 66.99 | EA | FVRATE20 | 1
Biology | B8R03273 | Dna Electrophoresis Class Kit | <p>DNA Electrophoresis equipment for the whole class. Discover how easy Electrophoresis can be with this classroom set.</p> <p>Run the full spectrum of horizontal electrophoresis experiments with this versatile electrophoresis package! Our newly reimagined M36 Complete&trade; supports up to six student groups. The sleek new design produces excellent results in 30-40 minutes and includes a lifetime manufacturer's warranty.</p> <ul> <li>Fast 20 Minute Gel run</li> <li>Easy Gel Casting</li> </ul> <p>The Kit includes:</p> <ul> <li>HexaGel Electrophoresis tank for 6 gels</li> <li>DuoSource&trade; 150 Power Supply (75/150v)</li> <li>6 x Gel trays with GelCaps and combs</li> <li>6 x 40ml mini pipettes and tips</li> </ul> <p>Includes Complete Set of New &amp; Improved Electrophoresis Accessories:</p> <ul> <li>Now Includes DNA DuraGel&trade; for Pipetting Practice!</li> <li>Large Colour Coded Push Tabs for Easy Lid Insertion &amp; Removal</li> <li>Pour Spout for Buffer Disposal</li> <li>Improved Ventilation Reduces Lid Condensation</li> <li>User Replaceable Electrodes</li> <li>Chamber Reverse Compatible with Previous Edvotek&reg; Accessories</li> <li>US Design Patent No. D749,235</li> <li>Made in USA</li> </ul> <p>Run up to six groups of student samples at the same time.&nbsp;</p> <p>Kit does not include any reagents. &nbsp;Additional experiment kits are available which contain all reagents to conduct electrophoresis.</p> | 790.49 | KIT | FVRATE20 | 1
Biology | B8R03274 | Whose DNA Was Left Behind Kit | <p><strong>*Please Note: This is a simulated DNA Kit for use in education.&nbsp; It is not suitable for diagnostic or clinical use*</strong></p> <p>DNA obtained from a single hair left behind at a crime scene can be used to identify a criminal. In this Whose DNA was Left Behind kit, students will compare simulated crime scene DNA with that of two suspects.</p> <ul> <li>Group Size: for 10 lab groups</li> <li>Storage: Stable at room temperature, QuickStrip&trade; DNA samples to be stored in refrigerator on receipt</li> <li>Time Required: Complete in 45 minutes.</li> </ul> <p>The kit includes:</p> <ul> <li>Ready-to-load dye sample</li> <li>QuickStrip&trade; DNA samples</li> <li>UltraSpec-Agarose&trade; Powder</li> <li>Practice Gel Loading Solution</li> <li>Electrophoresis Buffer</li> <li>Microtip Transfer Pipettes</li> </ul> <p>Additional required equipment &amp; materials (not supplied with the kit):</p> <ul> <li>Electrophoresis tank with accessories including casting trays, micropipettes &amp; special power supply (B8R03273)</li> <li>Balance (PP00055981)</li> <li>Microwave or hot plate</li> <li>Hot gloves</li> <li>250ml flasks or beakers</li> <li>White Light Box - optional</li> <li>Distilled Water</li> </ul> | 75.45 | KIT | FVRATE20 | 1
Biology | B8R03276 | DNA Fingerprinting Made Simple | <p><strong>*Please Note: This is a simulated DNA Fingerprinting Kit for use in education.&nbsp; It is not suitable for diagnostic or clinical use*</strong></p> <p>Forensic DNA fingerprinting has become a universally accepted crime-fighting tool. Recent advances use the polymerase chain reaction (PCR) to amplify human DNA obtained from crime scenes. This experiment, based on a crime scene scenario, has an inquiry-based component.</p> <p>In this kit, students will solve a crime using real DNA. This ready-to-load kit means you can quickly teach DNA fingerprinting in your class and show your students how DNA evidence is used in modern Forensics. This experiment allows for varied results depending on the selection of DNA fingerprinting patterns.</p> <ul> <li>Group Size: for 12 lab groups</li> <li>Storage: Room temperature stable, storage of Ready-to-Load QuickStrip&trade; DNA samples in the refrigerator is recommended.</li> <li>Time Required: Complete in 45 minutes</li> </ul> <p>The kit includes:</p> <ul> <li>Instructions</li> <li>Ready-to-load DNA samples</li> <li>Agarose Powder</li> <li>Practice Gel Loading Solution</li> <li>Electrophoresis Buffer</li> <li>InstaStain&trade; Methylene Blue</li> <li>Methylene Blue Plus Liquid Stain</li> <li>Micro-tipped Transfer Pipettes</li> </ul> <p>Additional required equipment &amp; materials (not supplied with the kit):</p> <ul> <li>Electrophoresis tank accessories including casting trays, micropipettes &amp; special power supply (B8R03273)</li> <li>Automatic Micropipette (B8R05604)</li> <li>Micropipette Tips (PP00052738)</li> <li>Balance (PP00055981)</li> <li>Microwave or Hot Plate (B8R04379)</li> <li>Water Bath (B8R06048)</li> <li>White Light Box - optional</li> </ul> | 99.95 | KIT | FVRATE20 | 1
Biology | B8R03278 | Dna Fingerprinting Using Restricted Enz | <p>Use this DNA Fingerprinting Using Restriction Enzymes Kit to teach your students about restriction enzyme digestion in the context of Forensic Science. Your students will cut DNA with restriction enzymes and then compare the "Barcode" pattern of the crime scene DNA versus that of the suspects using DNA electrophoresis.</p> <ul> <li>Group Size: for 6 lab groups</li> <li>Storage: Some components require freezer storage upon receipt</li> <li>Time Required: Complete in 90 minutes.</li> </ul> <p>The kit includes:</p> <ul> <li>Full instructions</li> <li>'crime scene' and "suspect" Ready-to-Load&trade; DNA samples</li> <li>DNA Standard Marker</li> <li>Dryzymes&reg; - Eco RI and Hind III</li> <li>Enzyme Reaction Buffer</li> <li>Reconstitution Buffer</li> <li>Enzyme Grade Water</li> <li>UltraSpec-Agarose&trade;</li> <li>10X Gel Loading Solution</li> <li>50X Concentrated Electrophoresis Buffer</li> <li>Practice Gel Loading Solution</li> <li>InstaStain&trade; Blue Cards</li> <li>FlashBlue&trade; DNA Stain</li> <li>Disposable Pipettes</li> <li>Microcentrifuge Tubes.</li> </ul> <p>Additional required equipment &amp; materials (not supplied with the kit):</p> <ul> <li>Electrophoresis tank with accessories including casting trays, micropipettes &amp; special power supply (B8R03273)</li> <li>Adjustable Micropipette (B8R05604)</li> <li>Micropipette Tips (PP00052738)</li> <li>Water bath (B8R06048)</li> <li>Illuminator - optional (PP00052452)</li> <li>Microwave or hot plate (B8R04379)</li> </ul> <p><strong>Please note product is non returnable.</strong></p> | 235.15 | KIT | FVRATE20 | 1
Biology | B8R03279 | EdvoCycler | <p>The EdvoCycler&trade; from EDVOTEK is a purpose built classroom PCR machine that is very easy to use. The EdvoCycler&trade;2 is the successor to the bestselling EdvoCycler, and has been designed with improved PCR technology to be the best value among classroom thermal cyclers. The EdvoCycler&trade;2 doubles the capacity of the original at 48 wells and features an intuitive touchscreen. Students can amplify DNA from a variety of sources including their own DNA, using one of our many PCR kits. Comes pre-programmed, but is programmable with personal protocols as well. Proudly made in the USA and backed by an industry-leading 3 year manufacturers warranty!</p> <ul> <li>Holds 48 x 0.2 ml PCR Samples &amp; 8-Tube Strip Compatible</li> <li>7" HD Colour Touchscreen Displays Real-Time Cycling Data</li> <li>Standalone Machine - No PC or Smartphone Required!</li> <li>Edvotek PCR Programs Included + Storage for 100 More</li> <li>Heated Lid Prevents Sample Evaporation</li> <li>Active Cooling to 4&deg; C</li> <li>Temperature Range: 4-99&deg; C</li> <li>Maximum Ramp Rate: 3.5&deg; C/ Sec</li> <li>Instant Incubate Function</li> <li>High Precision Algorithm for Superior Results</li> <li>Universal Voltage for Worldwide Use</li> <li>3 Year Manufacturers Warranty (From Jan 1 2020)</li> </ul> | 2185.45 | EA | FVRATE20 | 1
Biology | B8R03297 | The Digestive System Model | <p>This model is a representation of the Human Digestive System.</p> <p>It includes:</p> <ul> <li>Nose</li> <li>Mouth cavity and pharynx</li> <li>Oesophagus</li> <li>The gastrointestinal tract</li> <li>Liver and gall bladder</li> <li>Pancreas and spleen</li> </ul> <p>The duodenum, cecum and rectum are opened. The transverse colon is removable.</p> <ul> <li>Mounted on a board</li> <li>Includes key card</li> <li>Dimensions: 812mm x 304mm</li> </ul> | 189.95 | EA | FVRATE20 | 1
Biology | B8R03298 | Effects Of Ph On Enzymes | <p><strong>Please note that none of our enzymes are to be considered as being of Food Grade Standard and are not fit for human consumption.&nbsp; They are only suitable for use in education.</strong></p> <p>Enzymes are affected by pH in two ways. In the first instance, electrostatic charges on groups at the enzymes active sites are modified, and, secondly those charges are responsible for holding the molecular shape and active configuration may be disrupted. Both of the above factors have significant influence on the catalytic properties of the enzymes.</p> <p>These effects are illustrated using the enzyme Amylase and Invertase.</p> <ul> <li>Suitable for A-level or tertiary level students.</li> </ul> <p>Experiments included:</p> <ul> <li>Effect of pH on Invertase activity</li> <li>Effect of extremes of pH on stability of invertase</li> <li>Effect of extremes of pH on stability of Amylase</li> </ul> <p>Kit contains:</p> <ul> <li>Sucrose</li> <li>Potassium Sodium Tartarate</li> <li>Sodium Hydroxide - 0.5M</li> <li>Amylase Working Solution</li> <li>Invertase 'Bioinvert'</li> <li>Hydrochloric Acid - 0.5M</li> <li>3,5-Dinitrosalicylic Acid</li> <li>Starch</li> <li>1% Iodine Solution</li> <li>Buffer concentrate - pH7</li> <li>Buffer concentrate pH6.5</li> <li>Buffer concentrate pH2.8</li> <li>Universal Indicator Papers</li> </ul> <p>Sufficient materials included for 10 students/student groups.</p> | 52.4 | EA | FVRATE20 | 1
Biology | B8R03299 | Effects of Temperature on Enzymes | <p><strong>Please note that none of our enzymes are to be considered as being of Food Grade Standard and are not fit for human consumption.&nbsp; They are only suitable for use in education.</strong></p> <p>In general the rate of a chemical reaction increases with rising temperature. This also holds true when the reaction is catalysed by an enzyme - up to a point. The fact that enzymes are complicated proteins and tend to become unstable under certain conditions, complicates the matter.</p> <p>This Effect of Temperature on Enzymes Kit investigates these phenomena using the enzymes Amylase and Invertase.</p> <ul> <li>Suitable for advanced or tertiary level students.</li> </ul> <p>Experiments include:</p> <ul> <li>Heat denaturation of Invertase</li> <li>Heat denaturation of Amylase</li> <li>Effect of incubation temperature on the activity of Amylase</li> </ul> <p>The kit contains:</p> <ul> <li>Potassium Sodium Tartarate</li> <li>Sucrose</li> <li>Sodium Hydroxide</li> <li>Buffer pH7</li> <li>Buffer pH6.5</li> <li>Invertase 'Bioinvert'</li> <li>Amylase Working Solution</li> <li>3,5-Dinitrosalicylic Acid</li> <li>1% Iodine Solution</li> </ul> <p>Sufficient materials for 10 students/student groups.</p> | 48.25 | EA | FVRATE20 | 1
Lab Equipment | B8R03304 | Channel Base | <p>Slotted base, steel with matt finish.</p> <ul> <li>Accepts flat objects up to 13mm thickness.</li> <li>Dimensions: 102 x 82mm.</li> <li>Mass: 600g.</li> </ul> | 7.49 | EA | FVRATE20 | 1
Chemistry | B8R04065 | 2-Hydroxypropane-123-Tricarboxylic Acid | <ul> <li>Alternative name: Citric Acid</li> <li>Molecular Weight: 210.14g/mol</li> <li>CAS Number: 5949-29-1</li> <li>Hazard: H319,</li> <li>Precaution: P305+P351+P338,P309,P310</li> </ul> | 14.69 | MKE | FVRATE20 | 1
Chemistry | B8R04066 | Acetic Acid Glacial (Ethanoic acid) 6x1L | <ul> <li>Alternative name: Ethanoic Acid</li> <li>Molecular Weight: 60.05g/mol</li> <li>CAS Number: 64-19-7</li> <li>Hazard: H226,H314</li> <li>Precaution: P210,P241,P260,P280,P301+P330+P331,P303+P361+P353</li> </ul> | 50.65 | P 6 | FVRATE20 | 1
Chemistry | B8R04068 | Acetic Anhydride 500ml | <ul> <li>Alternative name: Ethanoic Anhydride</li> <li>Molecular Weight: 102.09g/mol</li> <li>CAS Number: 108-24-7</li> <li>Hazard: H226,H302,H314,H332</li> <li>Precaution: P280,P305+P351+P338,P310</li> </ul> | 11.3 | VMV | FVRATE20 | 1
Chemistry | B8R04072 | Butanal (Butyraldehyde) 500ml | <ul> <li>Alternative name: Butyraldehyde</li> <li>Molecular Weight: 72.11g/mol</li> <li>CAS Number: 123-72-8</li> <li>Hazard: H225</li> <li>Precaution: P210</li> </ul> | 26.6 | VMV | FVRATE20 | 1
Chemistry | B8R04073 | Butanoic Acid (Butyric Acid) 250ml | <ul> <li>Alternative name: Butyric Acid</li> <li>Molecular Weight: 88.11g/mol</li> <li>CAS Number: 107-92-6</li> <li>Hazard: H314</li> <li>Precaution: P241,P303+P361+P353,P304+P340,P305+P351+P338,P310,P405,P501</li> </ul> | 12.7 | VMT | FVRATE20 | 1
Chemistry | B8R04076 | Calcium Oxide Tech Fine Powder 500g | <ul> <li>Alternative name: Quicklime</li> <li>Molecular Weight: 56.08g/mol</li> <li>CAS Number: 1305-78-8</li> <li>Hazard: H314,H318</li> <li>Precaution: P260,P280,P301+P330+P331,P303+P361+P353,P304+P340,P305+P351+P338,P309,P310</li> </ul> | 9.35 | MGX | FVRATE20 | 1
Chemistry | B8R04080 | EDTA - Disodium Salt 500g | <ul> <li>Alternative Name: Ethylenediaminetetra-acetic acid disodium salt.</li> <li>Molecular Weight: 372.24g/mol</li> <li>CAS Number: 6381-92-6</li> <li>Hazard: H332,H373</li> <li>Precaution: P260</li> </ul> | 17.65 | MGX | FVRATE20 | 1
Chemistry | B8R04082 | Ethanol Mineralised 90%v/v (64 OP)4x2.5L | <p>Blue in colour</p> <ul> <li>Duty Paid</li> <li>Alternative name: Ethyl Alcohol, Mineralised methylated spirit</li> <li>Molecular Weight: 46.07g/mol</li> <li>CAS Number: 64-17-5</li> <li>Hazard: H225</li> <li>Precaution: P210</li> </ul> <p>Price includes Chemical freight surcharge</p> <p>*International delivery is priced on application, please contact Customer Services for a quotation.&nbsp;</p> | 70.65 | P 4 | FVRATE20 | 1
Chemistry | B8R04084 | D(+) Galactose 100g | <ul> <li>Molecular Weight: 180.16g/mol</li> <li>CAS Number: 59-23-4</li> </ul> | 38.99 | EA | FVRATE20 | 1
Chemistry | B8R04085 | Gelatine Powder (150 Blume) 500g | <ul> <li>CAS Number: 9000-70-8</li> </ul> <p><strong>Please note our Gelatine Powder is not considered to be Food Grade Standard and is not fit for human consumption.&nbsp; It is suitable for use in education only.</strong></p> | 15.75 | MGX | FVRATE20 | 1
Chemistry | B8R04086 | Glucose1Phosphoric Acid Disodium Salt 5g | <ul> <li>Molecular Weight: 304.10g/mol</li> <li>CAS Number: 56401-20-8</li> </ul> | 31.49 | MGE | FVRATE20 | 1
Chemistry | B8R04087 | Hydrogen Peroxide (100 vol)30%w/v 4x2.5L | <p><strong>Please note this product is restricted and now requires authorisation to purchase. Please contact our customer service team by phone or e-mail who will be able to assist you further.</strong></p> <ul> <li>Molecular Weight: 34.01g/mol</li> <li>CAS Number: 7722-84-1</li> <li>Hazard: H302,H315,H318,H335</li> <li>Precaution: P261,P280,P301+P312,P302+P352,P304+P340,P305+P351+P338</li> </ul> <p>Price includes Chemical freight surcharge</p> <p>*International delivery is priced on application, please contact Customer Services for a quotation.&nbsp;</p> | 73.4 | P 4 | FVRATE20 | 1
Chemistry | B8R04089 | Iodine Resublimed 500g | <ul> <li>Molecular Weight: 253.81g/mol</li> <li>CAS Number: 7553-56-2</li> <li>Hazard: H312,H332,H400</li> <li>Precaution: P273,P280</li> </ul> | 138.6 | MGX | FVRATE20 | 1
Chemistry | B8R04090 | Lactose Bacteriological 500g | <p>Lactose (Bacteriological) - 500g</p> <p><b>Please note that none of our enzymes are to be considered as being of Food Grade Standard and are not fit for human consumption.&nbsp; They are only suitable for use in education.</b></p> <ul> <li>Molecular Weight: 342.30g/mol</li> <li>CAS Number: 10039-26-6</li> </ul> | 16.99 | MGX | FVRATE20 | 1
Chemistry | B8R04094 | Magnesium Powder 500g | <ul> <li>Molecular Weight: 24.31g/mol</li> <li>CAS Number: 7439-95-4</li> <li>Hazard: H250,H260</li> <li>Precaution: P210,P222,P223,P231+P232,P280,P370+P378,P422</li> </ul> <p>Price includes Chemical freight surcharge</p> <p>*International delivery is priced on application, please contact Customer Services for a quotation.&nbsp;</p> | 65.75 | MGX | FVRATE20 | 1
Chemistry | B8R04100 | Methylene Blue 25g | <ul> <li>Molecular Weight: 373.90g/mol</li> <li>CAS Number: 7220-79-3</li> <li>Hazard: H315,H319,H335</li> <li>Precaution: P280,P302+P352,P304+P340,P305+P351+P338,P312,P321</li> </ul> | 9.65 | MGM | FVRATE20 | 1
Chemistry | B8R04105 | Octadecanoic Acid (Stearic Acid) 500g | <ul> <li>Alternative name: Stearic Acid</li> <li>Molecular Weight: 284.48g/mol</li> <li>CAS Number: 57-11-4</li> </ul> | 12.75 | MGX | FVRATE20 | 1
Chemistry | B8R04106 | n-Pentane 500ml | <ul> <li>Molecular Weight: 72.15g/mol</li> <li>CAS Number: 109-66-0</li> <li>Hazard: H225,H304,H336,H411,EUH066</li> <li>Precaution: P210,P261,P273,P301+P310,P331</li> </ul> | 10 | VMV | FVRATE20 | 1
Chemistry | B8R04107 | Petroleum Ether 100 - 120C 2.5L | <ul> <li>Molecular Weight: 85.178g/mol</li> <li>CAS Number: 8032-32-4</li> <li>Hazard: H225,H304,H315,H336,H361Df,H373,H411</li> <li>Precaution: P210,P331,P308+P313,P280,P261,P273,P303+P361+P353,P304+P340,P314,P301+P310</li> </ul> | 17.35 | VLE | FVRATE20 | 1
Chemistry | B8R04110 | Phenyl 2-Hydroxybenzoate 100g | <ul> <li>Alternative name: Phenyl Salicylate</li> <li>Molecular weight: 214.22g/mol</li> <li>CAS Number: 118-55-8</li> <li>Hazard: H315,H319,H335</li> <li>Precaution: P261,P305+P351+P338</li> </ul> | 10.7 | EA | FVRATE20 | 1
Chemistry | B8R04114 | Potassium Thiocyanate 500g | <ul> <li>Molecular Weight: 97.18g/mol</li> <li>CAS Number: 333-20-0</li> <li>Hazard: H302,H312,H332,H412,EUH032</li> <li>Precaution: P264,P270,P273,P280,P301+P312,P330,P501</li> </ul> | 28.9 | MGX | FVRATE20 | 1
Chemistry | B8R04116 | Propanal (Propionaldehyde) 100ml | <ul> <li>Alternative name: Propionaldehyde</li> <li>Molecular Weight: 58.08g/mol</li> <li>Hazard: H225,H315,H318,H335,H302+P332</li> <li>Precaution: P210,P241,P280,P302+P352,P303+P361+P353,P304+P340,P261,P305+P351+P338</li> </ul> | 8.35 | VMO | FVRATE20 | 1
Chemistry | B8R04118 | Sodium Alginate 100g | <ul> <li>Molecular Weight: 216.12g/mol</li> <li>CAS Number: 9005-38-3</li> </ul> | 9.65 | EA | FVRATE20 | 1
Chemistry | B8R04119 | Sodium Thiosulfate 0.1M 5L | <ul> <li>Molecular Weight: 248.17g/mol</li> <li>CAS Number: 10102-17-7</li> </ul> | 13.5 | VLG | FVRATE20 | 1
Chemistry | B8R04120 | Sucrose 3Kg | <ul> <li>Molecular Weight: 342.30g/mol</li> <li>CAS Number: 57-50-1</li> </ul> | 13.29 | MKE | FVRATE20 | 1
Chemistry | B8R04121 | White Spirit 2.5L | <ul> <li>CAS Number: 64742-48-9</li> <li>Hazard: H226,H302,H304,H312,H315,H319,H332,H334,H411</li> <li>Precaution: P261,P273,P280,P301+P310,P305+P351+P338,P331</li> </ul> | 12.95 | VLE | FVRATE20 | 1
Chemistry | B8R04122 | Zinc Granulated Technical 500g | <ul> <li>Molecular Weight: 65.39g/mol</li> <li>CAS Number: 7440-66-6</li> </ul> | 19.19 | MGX | FVRATE20 | 1
Lab Equipment | B8R04188 | Stuart Analogue Melting Point Apparatus | <p>The SMP11 is ideal for use in education, easy to use, with no complicated programming. Monitor samples through the magnifying lens and read the temperature on the included spirit-filled thermometer, see the sample more clearly with the integrated LED lamp.</p> <p>The spirit filled mercury free thermometer, does not pose a health hazard in the event of a breakage.</p> <p>The easy to follow instructions are printed directly on the apparatus.</p> <p>The SMP 11 allows you to take the melting point of up to 3 samples at once for greater efficiency. The samples are placed in a melting point capillary tube and then inserted into the Aluminium block. The heating rate can be manually set between 1 and 20&deg;C per minute, up to a maximum of 250&deg;C.</p> <ul> <li>The apparatus is supplied with open ended capillary tubes, one end should be sealed using a Bunsen Burner, before use.</li> </ul> | 650.95 | EA | FVRATE20 | 1
Lab Equipment | B8R04190 | Dune School Balance 200g x 0.1g | <p>The Adam Dune&trade; Portable Compact balances are ideal for very basic laboratory use. They are lightweight and portable, and are of an easy to clean, sturdy plastic construction. A good range of basic balances with simple operation.</p> <ul> <li>3 weighing units (g, lb, oz)</li> <li>Full range tare</li> <li>Zero tracking</li> <li>Large easy to read LCD display</li> <li>Overload protection</li> <li>Colour coded, sealed keypad</li> <li>Lightweight and portable</li> <li>Simple user-friendly operation</li> <li>Precision load cell technology</li> <li>Splash-proof to protect from accidental spills</li> <li>External calibration</li> <li>Low battery indication</li> <li>Auto sleep/power down function to save battery life</li> <li>Use either 6 AA batteries (not included) or the AC adapter supplied</li> </ul> | 60 | EA | FVRATE20 | 1
Mathematics | B8R04268 | Salter Scale | <p>These classic small scales, designed to be easily understood by younger children.</p> <ul> <li>Graduated in both imperial (up to 11 lb in ounces) and metric (up to 5kg in 25g divisions), making them ideal for classroom use.</li> <li>These dual scales are a useful aid in teaching children to cope with parallel weighing systems in use everywhere.</li> <li>Size closed: 200 x 150 x 110mm.</li> </ul> | 19.99 | EA | FVRATE20 | 1
Mathematics | B8R04269 | Salter Electronic Scale | <p>5 kg x 1 g (11 lb x 1/8 oz) and 5 litres x 1 ml (175 fl oz x 1/8 fl oz).</p> <p>Easy to return to zero when adding multiple ingredients. Aquatronic liquid measure.</p> <p>Includes 2.5 litre dishwasher, freezer and microwave safe mixing bowl with pouring spout. 13 mm LCD digits for easy reading.</p> <p>Weigh directly onto the platform or place most containers on the scale.</p> | 39.99 | EA | FVRATE20 | 1
Chemistry | B8R04271 | Periodic Table Cards | <p>A full set of cards showing the elements from the Periodic Table. The front of each card shows a beautiful photograph of the element, while the back includes detailed scientific information and a description of the sample shown on the front. Laid out together the cards form a periodic table over 7.5 feet (2.3m) wide. Unique graphical representations of the melting point, boiling point, density and electron configuration allow you to create plots of these for properties for all the elements simply by sliding the deck to one side or another. For example, you can easily find the element with the highest density, or the lowest boiling point, by sliding the deck left or right. </p> <p>These cards are perfect for classroom use. Each student can be given a card or group of cards to learn about, or notions of chemical affinity can be explored by trying out different arrangements of the periodic table. </p> | 48 | EA | FVRATE20 | 1
Chemistry | B8R04272 | Diamond Model | <p>Octahedron molecular model kit by Cochranes of Oxford. This kit contains sufficient atoms to see the relationships between structure and physical properties. Easy-to-build, low-cost kits allows students to learn as they follow the building instructions and model descriptions.</p> <p>Suitable for use at G.C.S.E and Advanced levels of educations.</p> <p>Diamond Model</p> <ul> <li>Shape: Octahedron</li> <li>Contains: 84 Carbon atoms</li> <li>Height: 22cm</li> </ul> | 12.69 | EA | FVRATE20 | 1
Chemistry | B8R04273 | Carbon 60 Model | <p>Carbon 60is the near spherical football shape molecule consisting of 60 carbon atoms, also known as the Buckyball, it is the most stable of the fullerenes. </p> <p>This molecular model by Cochranes of Oxford shows students the highly symmetrical structure of Carbon 60. It is composed of 12 pentagons and 20 hexagons with alternating double and single bonds, these are illustrated by different colour tubes in the model. </p> <p>The kit is low cost, easy to assemble and robust, it contains sufficient atoms to see the relationship between structure and physical properties, allowing students to learn as they follow the building instructions and model descriptions. </p> <p>Suitable for G.C.S.E and Advanced levels of education. </p> <p>Carbon 60 Model </p> <p>Shape: Buckyball </p> <p>Contains: 60 Carbon atoms </p> <p>Height: 15cm </p> | 8.75 | EA | FVRATE20 | 1
Chemistry | B8R04284 | Periodic Table | <p>This wall chart is ideal for classroom walls and school hallways. The large A1 size makes the bright and informative chart highly readable from a distance, complementing every learning environment. The clear and concise poster presents a multi-coloured Periodic Table containing each of the known elements in order of Atomic Number. The poster also provides definitions for groups, periods and metal/non-metals. </p> <p>Size: A1 </p> | 13.69 | EA | FVRATE20 | 1
Chemistry | B8R04285 | Sodium Chloride Model | <p>The Sodium Chloride Model Kit by Cochranes of Oxford is a low cost, robust, easy to build kit containing sufficient atoms to see the relationships between structure and physical properties, allowing students to learn as they follow the building instructions and model descriptions. </p> <p>Suitable for G.C.S.E and Advanced Levels of education. </p> <p>Sodium Chloride Model </p> <p>Shape: Cube </p> <p>Contains: 125 Sodium and Chloride Atoms </p> <p>Height: 20cm </p> <p> </p> <p> </p> | 23.05 | EA | FVRATE20 | 1
Chemistry | B8R04286 | Graphite Model | <p>The Graphite Model Kit by Cochranes of Oxford is a low cost, robust, easy to build kit containing sufficient atoms to see the relationships between structure and physical properties, allowing students to learn as they follow the building instructions and model descriptions.</p> <p>Suitable for G.C.S.E and Advanced Levels of education.</p> <p>Graphite Model</p> <ul> <li>Shape: Three Layers</li> <li>Contains: 94 Carbon Atoms</li> <li>Height: 16cm</li> <li>Width: 22cm</li> </ul> | 16.15 | EA | FVRATE20 | 1
Chemistry | B8R04287 | Ice Model | <p>The Ice Model Kit by Cochranes of Oxford is a low cost, robust, easy to build kit containing sufficient atoms to see the relationships between structure and physical properties, allowing students to learn as they follow the building instructions and model descriptions.</p> <p>Suitable for G.C.S.E and Advanced Levels of education.</p> <p>Ice Model</p> <ul> <li>Shape: Snowflake</li> <li>Contains: 96 Oxygen Atoms</li> <li>Diameter: 36cm</li> </ul> | 13.99 | EA | FVRATE20 | 1
Glues & Adhesives | B8R04290 | Classmates Blue Label PVA 5L | <p>Enhance your classroom and craft experiences without breaking the bank with Classmates Blue Label PVA Glue. This generous 5-litre bottle provides impressive value while ensuring high performance across a multitude of applications.</p> <p>Formulated to deliver a robust and enduring bond on a variety of materials such as paper and card, this PVA glue is perfect for an array of educational and artistic projects. From intricate artwork to durable school displays, its smooth consistency allows for effortless application and exceptional coverage, supporting creativity and precision.</p> <p>Safety is paramount, and this glue is crafted to be non-toxic and solvent-free, making it a suitable choice for use by children aged 3 and above. Its washable formula ensures easy clean-up from skin and clothing, facilitating a stress-free creative environment. With the substantial 5-litre size, you will always be prepared for even the most ambitious projects in the classroom.</p> <p>Classmates Blue Label PVA Glue stands as a testament to quality and affordability, offering the reliable strength required for a successful learning and crafting experience without the prohibitive cost.</p> <ul> <li>Contains 5 litres of premium PVA glue</li> <li>Provides strong, permanent adhesion on various surfaces</li> <li>Non-toxic and free from solvents for safe use</li> <li>Washable from hands and clothing for easy maintenance</li> <li>Ideal for educational and creative crafting applications</li> <li>Exceptional value for extensive project needs</li> </ul> <p>Choose Classmates Blue Label PVA Glue to ensure both quality and economy in your educational and craft settings.</p> | 9.49 | EA | FVRATE20 | 1
Glues & Adhesives | B8R04291 | Pritt Stick - 43G | <p>Everything you can imagine! Get ready for unlimited creativity &ndash; with the long-lasting &amp; child-friendly Pritt Stick!</p> <p>Let your children grow through creativity by getting hands-on with arts and crafts. The new Pritt formula is made of 97% natural ingredients whilst keeping previous claims, such as child-friendly, high efficiency and low paper wrinkling.&nbsp;Its packaging is made from up to 65% recyclable plastic and it also is 100% recyclable, making it more environmentally friendly and sustainable than ever before!</p> <p>Accidently rubbed it on clothing? Not to worry - it can be easily washed at 20&deg;C!</p> <p>With strong and long-lasting hold, the Pritt glue is easy to apply and results in fewer lumps/wrinkles on paper thanks to the low-water formulation. With a range of sizes, the Pritt stick is ideal for gluing either paper into school notebooks or big and challenging craft projects.</p> <p>This is also the ideal addition to your office supplies for use by those of any age!</p> | 39.99 | P24 | FVRATE20 | 1
Glues & Adhesives | B8R04295 | Pritt 43G X 100 Plus Free Gift | <p>Unleash unlimited creativity and imagination with the Pritt Glue Stick &ndash; perfect for children's arts and crafts activities. Designed to encourage children&rsquo;s development through creativity, this glue stick is both practical and eco-friendly, made from 97% natural ingredients. Recognised for its child-safe formulation, the Pritt Stick ensures high efficiency with minimal paper wrinkling, creating seamless and professional results for both crafts and school projects.</p> <p>Experience sustainability with the Pritt's commitment to the environment through its packaging, composed of up to 65% recyclable plastic and offering 100% recyclability, making it an ideal choice for environmentally conscious schools and nurseries.</p> <p>Unexpected glue mishap? Rest assured, it&rsquo;s easily washable from clothing at 20&deg;C, maintaining its place as a staple in classroom supply kits. The Pritt Glue Stick features a strong and long-lasting hold with a unique low-water formulation that reduces paper lumps and wrinkles.</p> <p>Available in a convenient 43g size, it&rsquo;s suitable for various applications, from securing paper in student notebooks to tackling large-scale craft projects. While primarily designed for educational environments, its reliability makes it a versatile addition to any office supply collection.</p> | 100.99 | PHA | FVRATE20 | 1
Glues & Adhesives | B8R04296 | Pritt 43G X 200 Plus Free Gift | <p>Unleash a world of creativity with the Pritt Glue Stick, designed to cater to the imaginative needs of children in educational settings. This pack includes 200 glue sticks plus 8 additional ones for free, supporting the arts and crafts sessions in your classroom or nursery with plentiful supply.</p> <p>Encourage creative development in children with a glue stick that boasts an impressive formula consisting of 97% natural ingredients. It's not only environmentally friendly but retains all the qualities essential for educational use: safe for children, highly efficient, and minimal paper wrinkling. The packaging amplifies its eco-credentials, crafted from up to 65% recyclable plastic and entirely recyclable.</p> <p>Should a glue mishap occur, rest assured that any residue can be simply washed out of clothing at 20&deg;C, promoting a worry-free creative environment. The Pritt Glue Stick offers a robust and durable hold, making it effortless to apply, resulting in smoother, less lumpy paper projects.</p> <p>Ideal for everything from securing paper in notebooks to ambitious, large-scale craft projects, this versatile tool is a staple for any educational organisation aiming to hone children&rsquo;s hand-eye coordination and expressive skills.</p> <p>Additionally, Pritt Glue Sticks are perfect for office supplies, with a formulation suitable for creative projects across all age groups.</p> | 199.99 | PKC | FVRATE20 | 1
Glues & Adhesives | B8R04298 | Classmate Glue - 20G Pk100 | <p>Pay a fraction of the big brand price but enjoy the same high performance with our Classmates Glue Sticks. This pack of 100 x 20g glue sticks delivers exceptional adhesive power, tested and proven to excel in key categories against top brands*.</p> <p>Perfect for a busy classroom or craft room, these high-quality glue sticks spread evenly across paper, card, pom poms, felt, and ribbons. They dry clear and allow for repositioning, giving kids the flexibility to perfect their projects without fuss.</p> <p>Our glue sticks are non-toxic, solvent-free, and safe for children aged 3+ years, making them ideal for nurseries and schools. Plus, they easily wash off hands and clothing, keeping mess to a minimum.</p> <p>With 100 sticks in this pack, you'll have ample glue to tackle every creative challenge. And because they come in 100% recyclable containers, you can stick to your eco-friendly goals while providing top-notch supplies.</p> <ul> <li>Exceptional value with a pack of 100 x 20g glue sticks</li> <li>Non-toxic and solvent-free for safety</li> <li>Washes off skin and clothing with ease</li> <li>Dries clear and allows for repositioning</li> <li>100% recyclable containers</li> <li>Also available in 10g or 40g options</li> </ul> <p>Choose Classmates Glue Sticks for reliable, budget-friendly adhesive that gets the job done without breaking the bank.</p> <p>*Classmates Glue Sticks achieved first place in glue base strength, product container quality, and application diameter. Independent testing was carried out in June 2023.</p> | 41.99 | PHA | FVRATE20 | 1
Glues & Adhesives | B8R04300 | Classmate Glue - 40G Pk100 | <p>Experience exceptional value and performance with our Classmates Glue Sticks, a perfect choice for educational environments such as schools and nurseries. This substantial pack of 100 glue sticks, each weighing 40g, offers high-quality adhesion that rivals leading brands, ensuring your creative projects achieve professional results.</p> <p>These glue sticks are ideal for busy classrooms and craft activities, offering smooth application on materials like paper, card, pom poms, felt, and ribbons. The glue dries clear and allows for easy repositioning, providing children with the flexibility to experiment and refine their artwork and projects.</p> <p>Safety is our priority; that's why our glue sticks are non-toxic and free from solvents, making them safe for children aged 3 years and older. Parents and educators will appreciate the easy wash-off formula, which ensures that glue can be removed from hands and clothing swiftly, reducing mess and keeping classroom environments tidy.</p> <p>This pack of 100 provides ample supply to meet the demands of any creative challenge, while the 100% recyclable containers support your institution's commitment to sustainability by adhering to eco-friendly practices.</p> <ul> <li>Outstanding value with 100x 40g glue sticks in each pack</li> <li>Safe, non-toxic, and solvent-free formulation</li> <li>Easily washes off skin and fabric</li> <li>Clear drying finish that allows repositioning</li> <li>Environmentally friendly with fully recyclable packaging</li> <li>Available in alternative sizes of 10g and 20g</li> </ul> <p>Select Classmates Glue Sticks for a cost-effective, reliable adhesive solution that supports educational activities without compromising on quality or budget.</p> <p>*Our 2023 independent testing confirmed Classmates Glue Sticks excel in glue strength, container quality, and application precision.</p> | 54.99 | PHA | FVRATE20 | 1
Tape & Tack | B8R04301 | Sellotape 18 X 33M | <p>Sellotape Original Golden Sticky Tape is an office and household essential. It is an everyday solution for most sticking tasks, including wrapping presents, sticking paper, card, envelopes and all sorts of household objects. With Sellotape Original you won't come unwind. Sellotape is strong and sticky.</p> <p>In a comparison of adhesive tapes Sellotape has proven to be up to&nbsp; stickier and stronger than competitor products - "The Nation's favourite stationery tape".</p> <p>About Sellotape For more than 80 years Sellotape has been a household name. From taping up windows during the blitz to sticking together pictures, papers and documents.</p> <p>Sellotape is synonymous with everyday life from past to present.</p> <p>Sellotape is recognised as the sticky tape market leader, and even has its very own entry in the Oxford English Dictionary!</p> <p>Sellotape for all your sticking tape needs.</p> | 7.89 | P 8 | FVRATE20 | 1
Tape & Tack | B8R04302 | Sellotape - 18mm X 66M | <p>Sellotape Original Golden Sticky Tape is an office and household essential. It is an everyday solution for most sticking tasks, including wrapping presents, sticking paper, card, envelopes and all sorts of household objects.</p> <p>With Sellotape Original you won't come unwind.</p> <p>Sellotape is strong and sticky. In a comparison of adhesive tapes Sellotape has proven to be up to&nbsp; stickier and stronger than competitor products - "The Nation's favourite stationery tape".</p> <p>About Sellotape For more than 80 years Sellotape has been a household name. From taping up windows during the blitz to sticking together pictures, papers and documents.</p> <p>Sellotape is synonymous with everyday life from past to present.</p> <p>Sellotape is recognised as the sticky tape market leader, and even has its very own entry in the Oxford English Dictionary!</p> <p>Sellotape for all your sticking tape needs.</p> | 10.99 | P 8 | FVRATE20 | 1
Tape & Tack | B8R04303 | Sellotape 24mmx33m Pk6 Reel | <ul> <li>Britain's No.1 sticky tape.</li> <li>Strong and extra sticky.</li> <li>Golden in colour but clear when applied.</li> <li>Easy to unwind and tear - no need for scissors.</li> <li>24mm x 33m.</li> <li>Core size of 25mm.</li> <li>Pack of 6.</li> </ul> <p>Material: Biaxially orientated polypropylene (BOPP) film coated with strong, solvent free acrylic pressure sensitive adhesive.</p> | 6.49 | P 6 | FVRATE20 | 1
Tape & Tack | B8R04304 | Sellotape 24mmx66m Pk6 Reel | <p>Discover the versatility and reliability of&nbsp;<strong>Sellotape Original Golden Sticky Tape</strong>, an essential tool for both office environments and household tasks. This pack of six rolls, each measuring 24mm x 66m, ensures you are never short when tackling everyday sticking tasks. Perfect for educators and school environments, its strong adhesive properties make it ideal for securely binding papers, card, and envelopes, and it excels in arts and crafts projects in educational settings. The unique golden tint appears clear once applied, ensuring a neat finish every time.</p> <p>Sellotape's reputation is built on over 80 years of innovation and trust. Its robust and sticky nature has consistently proven superior to that of its competitors, making it a staple in schools and offices across the UK. Trusted through history&mdash;from protecting windows during the Blitz to everyday educational uses today&mdash;Sellotape is more than just tape; it&rsquo;s part of our everyday learning life.</p> | 7.99 | P 6 | FVRATE20 | 1
Tape & Tack | B8R04308 | Chrome Sellotape Dispenser - Large | <p>The Sellotape chrome tape dispenser has a strong, non-slip rubber base that provides extra grip, allowing comfortable and seamless tearing. It has a universal spindle making to suitable for both small and large rolls of tape, up to 25mm wide and 66m long. It is ideal for various uses from admin jobs like sealing envelopes and wrapping parcels to crafting school projects. The chrome finish and sleek design makes the dispenser a must-have for your desk!</p> | 10.99 | EA | FVRATE20 | 1
Pens | B8R04317 | Classmate Highlighters | <p>Brighten up your work with our new and improved Classmates Highlighters. Offering outstanding quality, these highlighters are a smart alternative to the market-leading brands, ensuring you get great value and the performance you need.</p> <p>Each highlighter is filled with universal ink, making them suitable for use on computer paper, fax documents, and carbon copies. This assorted pack includes 6 vibrant colours, giving you all the variety you need to organise, emphasise, and annotate your work with ease. The 5mm chisel tip provides versatility, allowing you to create both broad and fine lines, making these highlighters perfect for a range of tasks.</p> <p>These highlighters are ideal for personal use, classrooms, or offices where quality and reliability are a must.</p> <ul> <li>6 vibrant colours for effective highlighting - yellow, orange, pink, red, green and blue</li> <li>5mm chisel tip for broad and fine lines</li> </ul> <p>Classmates Highlighters &ndash; your trusted choice for vibrant, reliable highlighting.</p> | 3.99 | P 6 | FVRATE20 | 1
Notebooks, Refill Pads & Sticky Notes | B8R04318 | Classmate Recycled Sticky Notes Pk12 | <p>Classmates Recycled Sticky Notes are perfect for the environmentally conscious to make notes, jot down reminders and leave messages. These notes are self-adhesive with a low peel-off force so can be repositioned for convenient use. The eco friendly water-based glue used in the wide glue track is free of organic solvents offering the perfect stickiness and secure hold. Each packet is individually wrapped.</p> <ul> <li>75 x 75mm</li> <li>Soft pastel mix colours: Yellow, blue, green &amp; pink</li> <li>100 sheets per pad</li> <li>Environmentally friendly using 100% recycled paper</li> <li>Blue Angel Certified</li> <li>Made in Europe</li> <li>Pack of 12</li> </ul> | 5.89 | PK | FVRATE20 | 1
Stationery Accessories | B8R04319 | Classmate Correction Fluid Pk10 | <p>Multipurpose quick drying correction fluid for use on faxes, photocopies, typed and hand written documents. Contains no chlorinated hydro-carbons. Pack of 10 x 20ml bottles.</p> | 6.99 | P10 | FVRATE20 | 1
Stationery Accessories | B8R04321 | Classmate Erasers 32x25x7mm P48 | <p>Introducing the Classmates Eraser, the ideal choice for general classroom use. These soft, latex-free erasers are designed to deliver dependable performance and meet the diverse needs of active classrooms.</p> <ul> <li>48 medium-sized, soft erasers per pack for reliable classroom supply</li> <li>Generous size (32 x 25 x 7mm) provides effective erasing coverage</li> <li>Latex-free for safe use and allergy-friendly</li> <li>Soft texture ensures clean erasing without damaging paper</li> </ul> <p>The Classmates Eraser - Medium - White - Pack of 48 is a practical and versatile solution for everyday classroom tasks, combining quality and excellent value in every pack.</p> | 4.29 | P48 | FVRATE20 | 1
Stationery Accessories | B8R04324 | Classmate Whiteboard Cleaner | <p>The Classmates Board Cleaner is your go-to solution for maintaining clean and vibrant whiteboards in educational settings. This 250ml cleaner is crafted with a solvent-free, water-based formula that is safe, non-toxic, and low odour, creating a healthier environment for the classroom. It provides exceptional cleaning power comparable to that of traditional alcohol-based cleaners, ensuring that whiteboards remain spotless and ready for educational activities.</p> <p>This board cleaner comes thoughtfully packaged, and you may receive two handy 125ml pump-action bottles, making application a breeze and reducing spills. Whether it's for daily classroom use or periodic cleaning sessions, Classmates Board Cleaner supports a pristine learning environment for both pupils and teachers.</p> <ul> <li>Contains 250ml of solvent-free, water-based cleaning solution.</li> <li>Formulated to be low odour and non-toxic, enhancing classroom safety.</li> <li>Delivers cleaning performance equal to alcohol-based alternatives.</li> <li>Possible inclusion of two 125ml pump-action bottles for easy use.</li> </ul> <p>Choose Classmates Board Cleaner for a professional, safe, and effective whiteboard maintenance solution.</p> | 3.09 | EA | FVRATE20 | 1
Stationery Accessories | B8R04325 | Classmate Mini Whiteboard Eraser Pk30 | <p>Introducing the Classmates Mini Board Eraser &ndash; a reliable tool for individual whiteboard work and student engagement. This pack includes 30 mini felt erasers, each featuring an easy-grip wooden handle, making them perfect for solo pupil use with lapboards.</p> <ul> <li>30 mini erasers per pack for excellent classroom coverage</li> <li>Easy-grip wooden handle for comfortable use</li> <li>Ideal for solo pupil work with lapboards</li> <li>Durable felt strips for effective cleaning</li> <li>Simple dry brush cleaning for easy maintenance</li> </ul> <p>The Classmates Mini Board Eraser &ndash; a practical and durable choice for everyday classroom activities.</p> | 17.99 | P30 | FVRATE20 | 1
Stationery Accessories | B8R04326 | Classmate Push Pins | <p>Bright multicoloured push pins. 7mm diameter head, 9mm diameter base. Tub of 200.</p> | 3.99 | TUB | FVRATE20 | 1
Stationery Accessories | B8R04331 | Classmates Paper Fasteners 19mm Box 200 | <p>Keep your paperwork neatly secured with our Classmates Paper Fasteners in 20mm. These brass-plated steel fasteners offer a durable and reliable solution for fastening documents, making them an essential tool for any organisational need.</p> <p>Designed for efficiency and ease of use, these fasteners feature a 20mm length, perfect for holding together smaller stacks of paper without causing damage. The brass plating ensures a polished look while providing resistance to rust and wear, guaranteeing long-lasting performance.</p> <p>This box of 200 fasteners is ideal for a variety of settings, including classrooms, offices, and home offices. Whether you&rsquo;re managing reports, assignments, or important documents, these paper fasteners offer a secure and straightforward method to keep everything in order.</p> <ul> <li>Durable Brass Plating: Provides a sleek, rust-resistant finish for long-term use.</li> <li>20mm Length: Perfect for fastening smaller bundles of paper securely.</li> <li>Pack of 200: Great value for high-volume needs in classrooms, offices, or home settings.</li> </ul> <p>Classmates Paper Fasteners &ndash; a dependable choice for efficient document management and organisation.</p> | 5.89 | BOX | FVRATE20 | 1
School Office & Post Room | B8R04333 | Classmate Coloured Rubber Bands | <p>Essential rubber bands for everyday use.</p> <ul> <li>75g tub</li> <li>Assorted colours and sizes.</li> </ul> <p>Warning: May contain natural rubber latex.</p> | 3.99 | TUB | FVRATE20 | 1
Scissors | B8R04334 | Scissors Refill Pack | <p>New and improved, Classmates school scissors. Standard overall length of 14cm with an integrated 5cm ruler and plastic covered handles.</p> <p>Available in the following packs:</p> <ul> <li>Pack of 12 right handed (red handles) and left handed (green/yellow handles).</li> <li>Classpack of 32, made up of 28 right handed (blue handles), 4 left handed (green/yellow handles) and a sturdy wooden storage box.</li> <li>Bulk pack of 96, made up of 84 right handed (blue handles) and 12 left handed (green/yellow handles).</li> <li>Sturdy wooden storage box alone.</li> </ul> | 31.99 | P96 | FVRATE20 | 1
A4 | B8R04344 | A4 32Pg Graph Lt Green Pk100 | <p>Classmates Exercise books offer great value all round.</p> <p>The high-quality books consist of 225gsm durable cover and each sheet of paper is 75gsm so can withstand general wear and tear from everyday use in the classroom and at home. The Exercise books can be used in all Educational settings and the coloured cover can also help to identify specific subject areas.</p> <ul> <li>Cover - Light Green 225gsm</li> <li>Paper - White 75gsm</li> <li>Ruling - 2:10:20mm Graph</li> <li>Number of pages - 32</li> <li>Pack - 100</li> </ul> | 44.89 | PK | FVRATE20 | 1
Glues & Adhesives | B8R04351 | CM PVA Blue Label 10x600ml | <p>Our Classmates Blue Label PVA Glue is developed for younger children and is the most widely used type of glue in pre-school. It is specifically formulated to wash easily from clothes*, brushes, and work areas, even when dry.</p> <ul> <li>The most widely used type of glue in pre-school.</li> <li>Use to stick paper and card.</li> <li>Washable when wet and dry.</li> <li>Dries to a clear finish.</li> <li>Phthalate free.</li> <li>Wheat &amp; Gluten free.</li> </ul> <p>During all creative activity, we recommend that children wear aprons and that furnishings are covered.</p> <p>*This PVA Glue washes out with warm water. Pre-soak dried stains in warm water with a small amount of detergent. Work gently by hand until the stain is removed. Stains may not come out if machine washed without soaking.</p> | 22.96 | P10 | FVRATE20 | 1
Lab Equipment | B8R04357 | pH Meter 0-14 | <p>This easy to use, portable, waterproof pH meter is ideal for use in school laboratories. The clear LCD display makes it easy to read, the probe has automatic temperature compensation, ensuring reliable results. Self calibrating using one reference point at pH7. The electrode is interchangeable.</p> <p>Supplied in a box with pH 7.00 buffer solution, a soaking solution, spare battery and multilingual instructions.</p> <p>Spare electrodes are available to purchase separately (B8R07709)</p> | 103.35 | EA | FVRATE20 | 1
Mathematics | B8R04359 | Salter Scales | <p>These classic small scales, designed to be easily understood by younger children.</p> <ul> <li>Graduated in both imperial (up to 11 lb in ounces) and metric (up to 5kg in 25g divisions), making them ideal for classroom use.</li> <li>These dual scales are a useful aid in teaching children to cope with parallel weighing systems in use everywhere.</li> <li>Size closed: 200 x 150 x 110mm.</li> </ul> | 19.99 | EA | FVRATE20 | 1
Appliances | B8R04367 | Retro Regulated PSU | <p>The most sophisticated of the Unilab Retro range, the Regulated Lockable Power Unit offers smooth, regulated d.c. at 2, 4, 6, 9 or 12 volts, at up to 4 amps. This unit is for quantitative circuit work, e.g. Ohm's law or where a constant voltage is required under variable load. The voltage is selected using a five-position switch, and can be locked either at a particular voltage, or within a range of voltages, by way of hex socket screws surrounding the selector switch. An Allen key is provided for the teacher or technician to set the desired locks. The power is output from shrouded 4mm sockets, and the shroud can be partially unscrewed for other types of connection, such as bare wires. The unit has two in-built layers of protection. The first is a thermal trip on the secondary circuit, with a reset button for when the problem load has been disconnected. The second is a 1A mains fuse, accessed from the front panel, on the primary circuit.</p> <ul> <li>Locking mechanism to limit or pre-set the voltage available to students in specific experiments (a standard 3mm Allen/Hex Key is appropriate for locking the voltage if the original is misplaced)..</li> <li>4mm output socket/terminals</li> <li>Thermal "trip", which can be reset shortly after removal of the excess load</li> <li>Robustly made with captive mains lead and integral cable wraps on the back panel</li> <li>Protected by a time delay mains fuse in the front panel.</li> </ul> <p>Complies to EN61010 2010, certificate available on request.</p> <ul> <li>Dimensions: (L)290mm x (W)165mm x (H)165mm.</li> </ul> | 199.65 | EA | FVRATE20 | 1
Appliances | B8R04375 | Stuart Ceramic Stirrer Uc151 | <p>Stuart model UC151 is a robust analogue stirrer with a glass ceramic top which has excellent chemical resistance. The surface is also very easy to clean. The white surface ensures good visibility of colour changes, during titrations for example. Powerful magnets and motor give stirring speeds up to 2000 rpm and is capable of mixing large volumes (up to 15 litres). The compact shape takes up less bench space and makes storage easier.</p> <p>The units also include BioCote antimicrobial protection which reduces the presence of odor and stain causing microbes such as bacteria, mould and fungi on the product surface by up to 99.99%. &nbsp;Formulated from silver ion additives, BioCote provides built-in antimicrobial protection to support a more hygienic laboratory environment.</p> <p><b>Please Note:</b>&nbsp;BioCote&reg; technology does not protect users or others against disease causing bacteria, germs, viruses, or other harmful organisms. This technology is not a substitute for good hygiene and/or cleaning practices.</p> <p><strong>Technical Specifications:</strong></p> <ul> <li>Top Plate Dimensions: 150mm x 150mm</li> <li>Top Plate Material: Glass Ceramic</li> <li>Stirrer Power: 50W</li> <li>Low Speed: 100 rpm</li> <li>High Speed: 2000 rpm</li> <li>Overall Dimensions: (W)172mm x (L)248mm x (H)107mm&nbsp;</li> </ul> <p>It has an integral fitting for a retort rod and the bottom of the magnetic stirrer is shaped to allow a retort base to slide underneath the unit if required so saving further bench space.</p> <p>The unit is supplied with 2 x 25mm PTFE coated stirrer bars.</p> | 386.95 | EA | FVRATE20 | 1
Appliances | B8R04376 | Stuart Ceramic Coated Hotplate Stirrer | <p>Model UC152 is an analogue hotplate and stirrer from Stuart. It has a glass ceramic top which has excellent chemical resistance. The surface is easy to clean and the thermal properties allow very high plate temperatures while ensuring the edges stay cooler, reducing the chance of accidental burns. The white surface ensures good visibility of colour changes.</p> <p>The hot plate has an innovative LED temperature indicator scale and can also be used in conjunction with the SCT1 digital contact thermometer to accurately control sample temperature.</p> <p>The 'Hot' warning light will flash whenever the plate temperature is above 50&deg;C even when the hot plate is turned off and unplugged from the mains. Powerful magnets and motor give stirring speeds up to 1500 rpm and is capable of mixing large volumes (up to 15 litres).</p> <p>Stylish and economical general purpose hotplate stirrers designed with safety as well as performance in mind. The compact shape takes up less bench space and makes storage easier</p> <p>The units also include BioCote&reg; antimicrobial protection which reduces the presence of odour and stain causing microbes such as bacteria, mould and fungi on the product surface by up to 99.99%. &nbsp;Formulated from silver ion additives, BioCote&reg; provides built-in antimicrobial protection to support a more hygienic laboratory environment.</p> <p><b>Please Note:</b>&nbsp;BioCote&reg; technology does not protect users or others against disease causing bacteria, germs, viruses, or other harmful organisms. This technology is not a substitute for good hygiene and/or cleaning practices.</p> <p>Technical Specifications:</p> <ul> <li>Top Plate Dimensions: 150mm x 150mm</li> <li>Top Plate Material: Glass Ceramic</li> <li>Heater Power: 550W</li> <li>Maximum Plate Temperature: 450&deg;C</li> <li>Low Speed: 100rpm</li> <li>High Speed: 2000rpm</li> <li>Overall Dimensions: (W)172mm x (L)248mm x (H)122mm&nbsp;</li> <li>Time taken to boil 1L of water: 24.3 minutes</li> </ul> <p>Stylish and economical general purpose hotplate stirrer designed with safety as well as performance in mind. The compact, stackable design takes up less bench space and makes storage easier.</p> <p>It has an integral fitting for a retort rod and the bottom is shaped to allow a retort base to slide underneath the unit if required so saving further bench space.</p> <ul> <li>The unit is supplied with 2 x 25mm PTFE coated stirrer bars.</li> </ul> | 409.45 | EA | FVRATE20 | 1
Appliances | B8R04377 | Stuart Stainless Steel Stirrer Us151 | <p>Stuart stirrer US151 is a robust model with a stainless steel top plate, which does not produce eddy currents like aluminium, and so ensures a very powerful coupling and stirring action. Powerful magnets and motor give stirring speeds up to 2000 rpm and is capable of mixing large volumes (up to 15 litres). The compact shape takes up less bench space and makes storage easier.</p> <p>The units also include BioCote&reg; antimicrobial protection which reduces the presence of odour and stain causing microbes such as bacteria, mould and fungi on the product surface by up to 99.99%. &nbsp;Formulated from silver ion additives, BioCote&reg; provides built-in antimicrobial protection to support a more hygienic laboratory environment.</p> <p><b>Please Note:</b>&nbsp;BioCote&reg; technology does not protect users or others against disease causing bacteria, germs, viruses, or other harmful organisms. This technology is not a substitute for good hygiene and/or cleaning practices.</p> <p><strong>Technical Specifications:</strong></p> <ul> <li>Top Plate Dimensions: 150mm x 150mm</li> <li>Top Plate Material: Stainless Steel</li> <li>Stirrer Power: 50W</li> <li>Low Speed: 100 rpm</li> <li>High Speed: 2000 rpm</li> <li>Overall Dimensions: (W)172mm x (L)248mm x (H)122mm&nbsp;</li> </ul> <p>It has an integral fitting for a retort rod and the bottom of the magnetic stirrer is shaped to allow a retort base to slide underneath the unit if required so saving further bench space.</p> <p>The unit is supplied with 2 x 25mm PTFE coated stirrer bars.</p> | 401.65 | EA | FVRATE20 | 1
Appliances | B8R04378 | Stuart Metal Coated Hotplate Stirrer | <p>Model US152 is an analogue hotplate and stirrer from Stuart. It has a robust aluminium/silicon alloy top plate for excellent heat transmission. The top plate has a thin ceramic coating for added chemical resistance. A 750W element gives rapid heating and ensures even temperature distribution across the whole surface of the plate.</p> <p>The hot plate has an innovative LED temperature indicator scale and can also be used in conjunction with the SCT1 digital contact thermometer to accurately control sample temperature.</p> <p>The 'Hot' warning light will flash whenever the plate temperature is above 50&deg;C even when the hot plate is turned off and unplugged from the mains. Powerful magnets and motor give stirring speeds up to 2000 rpm and is capable of mixing large volumes (up to 15 litres).</p> <p>Stylish and economical general purpose hotplate stirrers designed with safety as well as performance in mind. The compact shape takes up less bench space and makes storage easier.</p> <p>The units also include BioCote&reg; antimicrobial protection which reduces the presence of odour and stain causing microbes such as bacteria, mould and fungi on the product surface by up to 99.99%. &nbsp;Formulated from silver ion additives, BioCote&reg; provides built-in antimicrobial protection to support a more hygienic laboratory environment.</p> <p><b>Please Note:</b>&nbsp;BioCote&reg; technology does not protect users or others against disease causing bacteria, germs, viruses, or other harmful organisms. This technology is not a substitute for good hygiene and/or cleaning practices.</p> <p>Technical Specifications:</p> <ul> <li>Top Plate Dimensions: 150mm x 150mm</li> <li>Top Plate Material: Coated Aluminium Silicon</li> <li>Heater Power: 750W</li> <li>Maximum Plate Temperature: 325&deg;C</li> <li>Low Speed: 100 rpm</li> <li>High Speed: 2000 rpm</li> <li>Overall Dimensions: (W)172mm x (L)248mm x (H)122mm</li> <li>Time taken to boil 1L of water: 20.8 minutes</li> </ul> <p>The model has an integral fitting for a retort rod and and the bottom is shaped to allow a retort base to slide underneath the unit if required so saving further bench space.</p> <p>The unit is supplied with 2 x 25mm PTFE coated stir bars.</p> | 417.95 | EA | FVRATE20 | 1
Appliances | B8R04379 | Stuart Ceramic Coated Hotplate Uc150 | <p>Model UC150 is an analogue hotplate from Stuart with a glass ceramic top which has excellent chemical resistance. The surface is easy to clean and allows high plate temperatures for faster heating. The hot plate has microprocessor control and an innovative LED based true &deg;C temperature setting system rather than simply a 1 to 10 arbitrary scale. A coloured LED indicator surrounds the heat control knob illuminating the actual surface temperature in real time. The unit can also be used in conjunction with the SCT1 digital contact thermometer to accurately control sample temperature rather than plate temperature.</p> <p>The 'Hot' warning light will flash whenever the plate temperature is above 50&deg;C even when the hot plate is turned off and unplugged from the mains.&nbsp;</p> <p>The units also include BioCote&reg; antimicrobial protection which reduces the presence of odour and stain causing microbes such as bacteria, mould and fungi on the product surface by up to 99.99%. &nbsp;Formulated from silver ion additives, BioCote&reg; provides built-in antimicrobial protection to support a more hygienic laboratory environment.</p> <p><b>Please Note:</b>&nbsp;BioCote&reg; technology does not protect users or others against disease causing bacteria, germs, viruses, or other harmful organisms. This technology is not a substitute for good hygiene and/or cleaning practices.</p> <p><strong>Technical Specifications:</strong></p> <ul> <li>Top Plate Dimensions: 150mm x 150mm</li> <li>Top Plate Material: Glass Ceramic</li> <li>Heater Power: 500W</li> <li>Maximum Plate Temperature: 450&deg;C</li> <li>Overall Dimensions: (W)172mm x (L)248mm x (H)122mm&nbsp;</li> <li>Approximate time taken to boil 1L of water: 24.3 minutes</li> </ul> <p>Stylish and economical general purpose hotplate designed with safety as well as performance in mind. The compact, stackable design takes up less bench space and makes storage easier.</p> <p>It has an integral fitting for a retort rod and the bottom is shaped to allow a retort base to slide underneath the unit if required so saving further bench space.</p> | 376.05 | EA | FVRATE20 | 1
Appliances | B8R04380 | Stuart Metal Coated Hotplate Us150 | <p>Model US150 is an analogue hotplate from Stuart with a robust aluminium/silicon alloy top plate for excellent heat transmission. The top plate has a thin ceramic coating for added chemical resistance. A 700W element gives rapid heating and ensures even temperature distribution across the whole surface of the plate. The hot plate has microprocessor control and an innovative LED based true &deg;C temperature setting system rather than simply a 1 to 10 arbitrary scale. A coloured LED indicator surrounds the heat control knob illuminating the actual surface temperature in real time.&nbsp;</p> <p>The unit can also be used in conjunction with the SCT1 digital contact thermometer to accurately control sample temperature rather than plate temperature.</p> <p>The 'Hot' warning light will flash whenever the plate temperature is above 50&deg;C even when the hot plate is turned off and unplugged from the mains.</p> <p>The units also include BioCote&reg; antimicrobial protection which reduces the presence of odour and stain causing microbes such as bacteria, mould and fungi on the product surface by up to 99.99%. &nbsp;Formulated from silver ion additives, BioCote&reg; provides built-in antimicrobial protection to support a more hygienic laboratory environment.</p> <p><b>Please Note:</b>&nbsp;BioCote&reg; technology does not protect users or others against disease causing bacteria, germs, viruses, or other harmful organisms. This technology is not a substitute for good hygiene and/or cleaning practices.</p> <p><strong>Technical Specifications:</strong></p> <ul> <li>Top Plate Dimensions: 150mm x 150mm</li> <li>Top Plate Material: Aluminium&nbsp;</li> <li>Heater Power: 700W</li> <li>Maximum Plate Temperature: 325&deg;C</li> <li>Overall Dimensions: (W)172mm x (L)248mm x (H)122mm&nbsp;</li> <li>Time taken to boil 1L of water: 20.8 minutes</li> </ul> <p>Stylish and economical general purpose hotplate designed with safety as well as performance in mind. The compact shape takes up less bench space and makes storage easier.</p> <p>It has an integral fitting for a retort rod and the bottom is shaped to allow a retort base to slide underneath the unit if required so saving further bench space.</p> | 395.45 | EA | FVRATE20 | 1
Lab Equipment | B8R04384 | Azlon Glass Disposal Cardboard Floor Bin | <p>Glass disposal bin, floor standing cardboard with LDPE leak proof liner.</p> <p>Dispose of broken glass safely with the Azlon&reg; glass bin. Leakproof and puncture resistant and with a range of extra features to enhance usability, the Azlon&reg; glass bin is even clearly printed with instructions for use.</p> <ul> <li>Self assembly rigid boxes for safe disposal of broken glass</li> <li>Glass is safely held in strong leak-proof and puncture resistant LDPE liner</li> <li>Lid has an integral waste flap for easy use and has a sealing feature for use when full</li> <li>Boxes are clearly printed with instructions for use</li> </ul> <ul> <li>Dimensions: (W)30 x (D)30 x (H)70cm</li> <li>Pack of 6.</li> </ul> | 58.99 | EA | FVRATE20 | 1
Lab Equipment | B8R04385 | Azlon Glass Disposal Cardboard Bench Bin | <p>Glass disposal bin, bench top, self assemble rigid box.</p> <p>Dispose of broken glass safely with the Azlon&reg; glass bin. Leakproof and puncture resistant and with a range of extra features to enhance usability, the Azlon&reg; glass bin is even clearly printed with instructions for use.</p> <ul> <li>Self assembly rigid boxes for safe disposal of broken glass</li> <li>Glass is safely held in strong leak-proof and puncture resistant LDPE liner</li> <li>Lid has an integral waste flap for easy use and has a sealing feature for use when full</li> <li>Boxes are clearly printed with instructions for use</li> </ul> <ul> <li>Size: (W)230mm x (D)230mm x (H)265mm.</li> <li>Pack of 6.</li> </ul> | 41.95 | EA | FVRATE20 | 1
Glassware, Plastics & Ceramics | B8R04411 | Pyrex Conical Flask NMouth 1000ml | <p>Always a bestseller, Pyrex&reg; items are manufactured from thermal &amp; chemical resistant Pyrex&reg; borosilicate glass.&nbsp;&nbsp;Ideal for general laboratory use.&nbsp;&nbsp;</p> <p>Narrow mouth conical flask with white enamel graduations and marking spot.</p> <ul> <li>Volume: 1000ml</li> <li>Pack Size: Each</li> <li>Base Diameter: 131mm</li> <li>Neck Diameter: 37mm</li> <li>Height: 220mm</li> <li>Bung Size: 33 - B8A82661</li> </ul> | 11.19 | EA | FVRATE20 | 1
Glassware, Plastics & Ceramics | B8R04417 | Pyrex Round Bottom N Neck Flask 500ml | <p>These Pyrex&reg; round bottom narrow neck flasks feature a beaded rim &amp; are highly suited to general laboratory use. They offer high resistance to thermal shock and excellent chemical durability. Also known as boiling flasks.</p> <ul> <li>Volume: 500ml</li> <li>Height: 175mm</li> <li>Neck Diameter: 30mm</li> <li>Bung Size: 29 - B8A82648</li> <li>Pack Size: Each</li> </ul> | 13.59 | EA | FVRATE20 | 1
Glassware, Plastics & Ceramics | B8R04418 | Pyrex Round Bottom N Neck Flask 1000ml | <p>These Pyrex&reg; round bottom narrow neck flasks feature a beaded rim &amp; are highly suited to general laboratory use. They offer high resistance to thermal shock and excellent chemical durability. Also known as boiling flasks.</p> <ul> <li>Volume: 1000ml</li> <li>Height: 200mm</li> <li>Neck Diameter: 36mm</li> <li>Bung Size: 33 - B8A82661</li> <li>Pack Size: Each</li> </ul> | 19.59 | EA | FVRATE20 | 1
Glassware, Plastics & Ceramics | B8R04422 | Pyrex Heavy Duty Conical Flask 1000mL | <p>Always a bestseller, Pyrex&reg; items are manufactured from thermal &amp; chemical resistant Pyrex&reg; borosilicate glass.</p> <p>Pyrex&reg; heavy duty conical flasks are designed to provide optimum mechanical strength under adverse conditions. These flasks have extra thick walls with carefully controlled uniformity, and heavily beaded rims to resist chipping. They are able to resist fracture by a factor of up to 300% over standard glassware. The bases are specially shaped to provide efficient magnetic stirrer operation.</p> <ul> <li>Volume: 1000ml</li> <li>Pack Size: Each</li> <li>Base Diameter: 129mm</li> <li>Neck Diameter: 37mm</li> <li>Height: 216mm</li> <li>Bung Size: 33 - B8A82661</li> </ul> | 19.59 | EA | FVRATE20 | 1
Glassware, Plastics & Ceramics | B8R04426 | Azlon 250ml Conical Flask With Screw Cap | <p>Azlon&reg; polypropylene conical flask, with screw cap.</p> <p>Blue graduations and autoclavable at 121&deg;C.</p> <p>Wide neck, can also be used with a stopper.</p> <ul> <li>Volume: 250ml</li> <li>Pack Size: Each</li> <li>Base Diameter: 85mm</li> <li>Height: 144mm</li> </ul> | 19.39 | EA | FVRATE20 | 1
Glassware, Plastics & Ceramics | B8R04427 | Azlon 500ml ConFlask Screw Cap | <p>Azlon&reg; polypropylene conical flask, with screw cap.</p> <p>Blue graduations and autoclavable at 121&deg;C.</p> <p>Wide neck, can also be used with a stopper.</p> <ul> <li>Volume: 500ml</li> <li>Pack Size: Each</li> <li>Base Diameter: 117mm</li> <li>Height: 182mm</li> </ul> | 22.75 | EA | FVRATE20 | 1
Glassware, Plastics & Ceramics | B8R04428 | Azlon 1000ml ConFlask ScrewCap | <p>Azlon&reg; polypropylene conical flask, with screw cap.</p> <p>Blue graduations and autoclavable at 121&deg;C.</p> <p>Wide neck, can also be used with a stopper.</p> <p>Sold as single units.</p> <ul> <li>Volume: 1000ml</li> <li>Pack Size: Each</li> <li>Base Diameter: 133mm</li> <li>Height: 225mm</li> </ul> | 26.55 | EA | FVRATE20 | 1
Glassware, Plastics & Ceramics | B8R04434 | Stoppered Volumetric Flask ClassA 2000ml | <p>Pyrex® Class A volumetric flasks are made from chemically resistant borosilicate glass with inscriptions in white enamel. Includes chemical resistant polypropylene stopper. </p> <ul> <li>Volume: 2000ml</li> <li>Height: 370mm</li> <li>Pack Size: Each</li> </ul> | 59.49 | EA | FVRATE20 | 1
Glassware, Plastics & Ceramics | B8R04435 | Measuring Cylinder Glass 500ml | <p>Simax&reg; glass measuring cylinders with graduations and inscriptions in permanent amber stain, screen printed. Borosilicate glass which offers good chemical resistance.</p> <ul> <li>Volume: 500ml</li> <li>Height: 380mm</li> <li>Pack Size: Each</li> </ul> | 15.59 | EA | FVRATE20 | 1
Glassware, Plastics & Ceramics | B8R04436 | Measuring Cylinder Glass 1000ml | <p>Simax&reg; glass measuring cylinders with graduations and inscriptions in permanent amber stain, screen printed. Borosilicate glass which offers good chemical resistance.</p> <ul> <li>Volume: 1000ml</li> <li>Height: 465mm</li> <li>Pack Size: Each</li> </ul> | 28.29 | EA | FVRATE20 | 1
Glassware, Plastics & Ceramics | B8R04440 | Pyrex MeasuringCylinder 10mlP2 | <p>Comprises of a Pyrex&reg; glass measuring cylinder and polyethylene foot. The cylinder has white enamel graduations. Polyethylene foot absorbs impact and reduces breakage.</p> <ul> <li>Volume: 10ml</li> <li>Height: 150mm</li> <li>Pack of 2</li> </ul> | 15.05 | P 2 | FVRATE20 | 1
Glassware, Plastics & Ceramics | B8R04441 | Pyrex MeasuringCylinder 25mlP2 | <p>Comprises Pyrex&reg; glass cylinder and polyethylene foot, white enamel graduations. Polyethylene foot absorbs impact and reduces breakage.</p> <ul> <li>Volume: 25ml</li> <li>Height: 175mm</li> <li>Pack of 2</li> </ul> | 14.99 | P 2 | FVRATE20 | 1
Glassware, Plastics & Ceramics | B8R04442 | Pyrex MeasuringCylinder 50mlP2 | <p>Comprises of a Pyrex&reg; glass measuring cylinder and polyethylene foot. The cylinder has white enamel graduations. Polyethylene foot absorbs impact and reduces breakage.</p> <ul> <li>Volume: 50ml</li> <li>Height: 195mm</li> <li>Pack of 2</li> </ul> | 18.19 | P 2 | FVRATE20 | 1
Glassware, Plastics & Ceramics | B8R04443 | Pyrex MeasuringCylinder100mlP2 | <p>Comprises of a Pyrex&reg; glass measuring cylinder and polyethylene foot. The cylinder has white enamel graduations. Polyethylene foot absorbs impact and reduces breakage.</p> <ul> <li>Volume: 100ml</li> <li>Height: 270mm</li> <li>Diameter: 27.6 -28.4mm</li> <li>Pack of 2</li> </ul> | 20.95 | P 2 | FVRATE20 | 1
Glassware, Plastics & Ceramics | B8R04444 | Pyrex MeasuringCylinder250mlP2 | <p>Comprises of a Pyrex&reg; glass measuring cylinder and polyethylene foot. The cylinder has white enamel graduations. Polyethylene foot absorbs impact and reduces breakage.</p> <ul> <li>Volume: 250ml</li> <li>Height: 320mm</li> <li>Pack of 2</li> </ul> | 35.45 | P 2 | FVRATE20 | 1
Glassware, Plastics & Ceramics | B8R04447 | Pyrex Crystallising Basin 140x75mm | <p>Pyrex&reg; flat bottom crystallising basin made from chemically and thermally resistant Borosilicate glass, without spout.</p> <ul> <li>Capacity: 900ml</li> <li>Height: 75mm</li> <li>Diameter: 140mm</li> <li>Pack Size: Each</li> </ul> | 23.75 | EA | FVRATE20 | 1
Glassware, Plastics & Ceramics | B8R04466 | Pyrex Plain Filter Funnel 150mm | <p> </p> <p>Pyrex® short stem filter funnels are idea for a wide range of filtration activities within the laboratory. Made from borosilicate glass which is both chemical & heat resistant. </p> | 32.65 | EA | FVRATE20 | 1
Glassware, Plastics & Ceramics | B8R04479 | Buchner Funnel Porcelain 48mm Plate Diam | <p>Ceramic porcelain plate Buchner funnel made for vacuum filtration. This material is capable of withstanding high thermal shocks. To be used with heavy wall filter flasks and flask adaptors (not included).</p> <ul> <li>Diameter: 48mm</li> <li>Capacity: 35ml</li> </ul> | 15.09 | EA | FVRATE20 | 1
Glassware, Plastics & Ceramics | B8R04480 | Buchner Funnel Porcelain 75mm Plate Diam | <p>Ceramic porcelain plate Buchner funnel made for vacuum filtration. This material is capable of withstanding high thermal shocks. To be used with heavy wall filter flasks and flask adaptors (not included).</p> <ul> <li>Diameter: 75mm</li> <li>Capacity: 120ml</li> </ul> | 21.15 | EA | FVRATE20 | 1
Glassware, Plastics & Ceramics | B8R04481 | Buchner Funnel Porcelain 95mm Plate Diam | <p>Ceramic porcelain plate Buchner funnel made for vacuum filtration. This material is capable of withstanding high thermal shocks. To be used with heavy wall filter flasks and flask adaptors (not included).</p> <ul> <li>Diameter: 95mm</li> <li>Capacity: 240ml</li> </ul> | 29.79 | EA | FVRATE20 | 1
Glassware, Plastics & Ceramics | B8R04483 | Buchner Funnel Porcelain 130mm Plate Dia | <p>Ceramic porcelain plate Buchner funnel made for vacuum filtration. This material is capable of withstanding high thermal shocks. To be used with heavy wall filter flasks and flask adaptors (not included).</p> <ul> <li>Diameter: 130mm</li> <li>Capacity: 600ml</li> </ul> | 41.15 | EA | FVRATE20 | 1
Glassware, Plastics & Ceramics | B8R04484 | Med Wall TTube Rim 75x10mm | <p>Pyrex&reg; medium wall test tubes are designed and constructed for optimum performance. Manufactured from high quality thermally &amp; chemically resistant Pyrex&reg; borosilicate glass which provides a superior performance to neutral borosilicate and soda-lime glass. Capable of withstanding temperatures up to 500&deg;C.</p> <ul> <li>Tube Dimensions: 10mm x 75mm</li> <li>Wall Thickness: 1.2mm</li> <li>Pack of 100</li> </ul> | 43.19 | PHA | FVRATE20 | 1
Glassware, Plastics & Ceramics | B8R04486 | Med Wall TTube Rim 100x16mm | <p>Pyrex&reg; medium wall test tubes are designed and constructed for optimum performance. Manufactured from high quality thermally &amp; chemically resistant Pyrex&reg; borosilicate glass which provides a superior performance to neutral borosilicate and soda-lime glass. Capable of withstanding temperatures up to 500&deg;C.</p> <ul> <li>Tube Dimensions: 16mm x 100mm</li> <li>Wall Thickness: 1.2mm</li> <li>Pack of 100</li> </ul> | 66.49 | PHA | FVRATE20 | 1
Glassware, Plastics & Ceramics | B8R04488 | Hvy Wall TTube Rim 125x16mm | <p>Pyrex&reg; test tubes are designed and constructed for optimum performance. Manufactured from high quality thermally &amp; chemically resistant Pyrex&reg; borosilicate glass. The heavy walls provide extra mechanical strength, improved user safety and reduced replacement costs due to their robust construction. Capable of withstanding temperatures up to 500&deg;C.</p> <ul> <li>Tube Dimensions: 16mm x 125mm</li> <li>Wall thickness: 1.8mm</li> <li>Pack of 100</li> </ul> | 113.69 | PHA | FVRATE20 | 1
Glassware, Plastics & Ceramics | B8R04489 | Hvy Wall TTube Rim 150x18mm | <p>Pyrex&reg; test tubes are designed and constructed for optimum performance. Manufactured from high quality thermally &amp; chemically resistant Pyrex&reg; borosilicate glass. The heavy walls provide extra mechanical strength, improved user safety and reduced replacement costs due to their robust construction. Capable of withstanding temperatures up to 500&deg;C.</p> <ul> <li>Tube Dimensions: 18mm x 150mm</li> <li>Wall thickness: 1.8mm</li> <li>Pack of 100</li> </ul> | 131.95 | PHA | FVRATE20 | 1
Glassware, Plastics & Ceramics | B8R04492 | Hvy Wall TTube No Rim 150x24mm | <p>Pyrex&reg; heavy wall rimless test tubes are designed and constructed for optimum performance. Manufactured from high quality thermally &amp; chemically resistant Pyrex&reg; borosilicate glass. The heavy walls provide extra mechanical strength, improved user safety and reduced replacement costs due to their robust construction. Capable of withstanding temperatures up to 500&deg;C.</p> <ul> <li>Tube Dimensions: 24mm x 150mm</li> <li>Wall Thickness: 1.8mm</li> <li>Pack of 100</li> </ul> | 171.25 | PHA | FVRATE20 | 1
Chemistry | B8R04505 | Quickfit Pear Shaped Flask - 100ml 14-23 | <p>This Quickfit® semi-micro pear shaped distillation flask features a high quality Quickfit® ground glass socket. It is made of Borosilicate glass for chemical resistance and thermal performance. The pear shaped design allows distillation down to small quantities which will reduce losses from thermal decomposition. Ideal for semi-micro distillations. </p> <ul> <li>Capacity: 100ml</li> <li>Socket size:14/23</li> </ul> | 22.25 | EA | FVRATE20 | 1
Chemistry | B8R04506 | Quickfit Round Bottom S.Neck 50ml 14-23 | <p>Quickfit® short neck flask with a round bottom featuring high quality Quickfit® ground glass sockets. Made from borosilicate glass for corrosion-free performance, and offering resistance to thermal shock. </p> <ul> <li>Capacity: 50ml</li> <li>Socket size: 14/23</li> </ul> | 10.45 | EA | FVRATE20 | 1
Chemistry | B8R04507 | Quickfit Round Bottom S.Neck 100ml 14-23 | <p>Quickfit® short neck flask with a round bottom featuring high quality Quickfit® ground glass sockets. Made from borosilicate glass for corrosion-free performance, and offering resistance to thermal shock. </p> <ul> <li>Capacity: 100ml</li> <li>Socket size: 14/23</li> </ul> | 12.69 | EA | FVRATE20 | 1
Chemistry | B8R04508 | Quickfit Round Bottom S.Neck 250ml 14-23 | <p>Quickfit&reg; short neck flask with a round bottom featuring high quality Quickfit&reg; ground glass sockets. Made from borosilicate glass for corrosion-free performance, and offering resistance to thermal shock.</p> <ul> <li>Capacity: 250ml</li> <li>Socket Size: 14/23</li> </ul> | 22.55 | EA | FVRATE20 | 1
Chemistry | B8R04509 | Quickfit Conical Flask - 100ml 14-23 | <p>Quickfit&reg; Erlenmeyer flask made from Borosilicate glass, featuring a conical ground glass neck joint that is fully interchangeable with other Quickfit&reg; glassware.</p> <ul> <li>Capacity: 100ml</li> <li>Socket Size: 14/23</li> </ul> <p>Safety Note: NOT suitable for use under vacuum pressure.</p> | 19.19 | EA | FVRATE20 | 1
Chemistry | B8R04510 | Quickfit Thermometer Pocket - 45mm 14-23 | <p>Glass pocket which allows standard laboratory thermometers to be incorporated into Quickfit® glassware assemblies. Fits most Quickfit® still heads. </p> <ul> <li>Length: 45mm</li> <li>Cone Size: 14/23</li> </ul> <p> </p> <p> </p> <p> </p> | 23.85 | EA | FVRATE20 | 1
Chemistry | B8R04511 | Quickfit Liebig Condenser 14-23 260mm | <p>Popular water-jacketed Quickfit&reg; Liebig Condenser with ground cone and socket, suitable for distillation and reflux applications. With detachable plastic screw thread connectors for easy and safe attachment of rubber hose.</p> <ul> <li>Effective Length: approx. 155mm</li> <li>Overall Length: approx. 260mm</li> <li>Cone Size: 14/23</li> <li>Socket Size: 14/23</li> <li>Material: Borosilicate Glass</li> </ul> <p>Rubber tubing is available to purchase separately, by the meter (B8A89667).</p> | 31.95 | EA | FVRATE20 | 1
Chemistry | B8R04513 | Quickfit Dropping Funnel Stem 14/23 Cone | <p>Quickfit&reg; dropping funnel fitted with both ground socket and cone joints which uses a Rotaflo&reg; General Purpose PTFE stopcock assembly for fine control of liquid flow. The funnel stem has a ground-glass cone for easy incorporation into the sockets of Quickfit&reg; flasks. The GP Rotaflo&reg; stopcock with PTFE key requires no lubrication and eliminates contamination from greases and seizure with caustic solutions.</p> <ul> <li>Cone Size: 14/23</li> <li>Socket Size: 14/23</li> <li>Capacity: 100ml</li> </ul> | 94.45 | EA | FVRATE20 | 1
Chemistry | B8R04514 | Quickfit Adapters Reduction 14-23 | <p>The Quickfit® Reduction Adapter is used to connect two items of glassware with different joint sizes. These adapters connect items with a smaller cone to a piece of glassware with a larger size socket. They have a small size socket at the top and a large size cone at the bottom </p> <ul> <li>Socket size: 14/23</li> <li>Cone size: 24/29</li> </ul> | 15.49 | EA | FVRATE20 | 1
Chemistry | B8R04515 | Quickfit Adapters Reduction 19-26 | <p>The Quickfit® Reduction Adapter is used to connect two items of glassware with different joint sizes. These adapters connect items with a smaller cone to a piece of glassware with a larger size socket. They have a small size socket at the top and a large size cone at the bottom </p> <ul> <li>Socket size: 19/26</li> <li>Cone size: 24/29</li> </ul> | 17.45 | EA | FVRATE20 | 1
Chemistry | B8R04516 | Quickfit Adapters Expansion 19-26 | <p>The Quickfit® Expansion Adapter is useful for the connection of dissimilar ground glass joints. It has a large sized socket at the top and small sized cone at the base. </p> <ul> <li>Cone size: 14/23</li> <li>Socket size: 19/26</li> </ul> | 16.65 | EA | FVRATE20 | 1
Chemistry | B8R04517 | Quickfit Adapters Expansion 24-29 | <p>The Quickfit&reg; Expansion Adapter is useful for the connection of dissimilar ground glass joints. It has a large sized socket at the top and small sized cone at the base.</p> <ul> <li>Cone size: 14/23</li> <li>Socket size: 24/29</li> </ul> | 15.49 | EA | FVRATE20 | 1
Chemistry | B8R04518 | Quickfit Adap Cone-Screwthread 14/23 13 | <p>Quickfit® cone/screw thread adapter is ideal for connecting thermometers and inlet tubes to your glassware assemblies. Complete with plastic cap, silicone rubber ring and PTFE washer. </p> <ul> <li>Cone Size: 14/23</li> <li>Thread Size: 13</li> </ul> <p> </p> <p> </p> <p> </p> | 23.45 | EA | FVRATE20 | 1
Chemistry | B8R04519 | Quickfit Adap Cone-Screwthread 14/23 18 | <p>Quickfit® cone/screw thread adapter is ideal for connecting thermometers and inlet tubes to your glassware assemblies. Complete with plastic cap, silicone rubber ring and PTFE washer. </p> <ul> <li>Cone Size: 14/23</li> <li>Thread Size: 18</li> </ul> <p> </p> <p> </p> <p> </p> | 25.29 | EA | FVRATE20 | 1
Chemistry | B8R04521 | Quickfit Adaptor Receiver - 65mm 14-23 | <p>Quickfit® Receiver Adapter useful for feeding distillate from condensers into receiving vessels. </p> <ul> <li>Length: 65mm</li> <li>Socket size: 14/23</li> <li>Bend Angle: 105°</li> </ul> | 21.85 | EA | FVRATE20 | 1
Chemistry | B8R04522 | Quickfit Adaptor Receiver - 65mm 19-26 | <p>Quickfit&reg; Receiver Adapter useful for feeding distillate from condensers into receiving vessels.</p> <ul> <li>Length: 65mm</li> <li>Socket Size: 19/26</li> <li>Bend Angle: 100&deg;</li> </ul> | 21.85 | EA | FVRATE20 | 1
Appliances | B8R04536 | Glass Cleaner | <p>Non-corrosive, non-irritant and totally biodegradable </p> <p>Lipsol® is excellent for cleaning glassware and plasticware as well as being friendly to the delicate balance of environmental systems. </p> <ul> <li>Excellent cleaning performance, ideal for use with laboratory glassware, plasticware, rubber, ceramics and stainless steel</li> <li>Non-corrosive, non-irritant and totally biodegradable surface-active cleaning agent</li> <li>Free of chlorine bleaches, phosphates and enzymes</li> </ul> <p>This is also available as a Pack of 2 x 5Litre Jerry Cans of Lipsol® concentrate (B8R07086). </p> | 37.15 | EA | FVRATE20 | 1
Biology | B8R04537 | Microscope Slide Foam Box For 25 Slides | <p>These durable ABS plastic microscope slide boxes are perfect for the storage or transportation of 25 standard size microscope slides. The user can easily access the microscope slides stored inside via the friction-fit cover. The boxes have moulded feet making them perfect for stacking to save on storage space. Includes a slide inventory which can be filled in to help with organisation. </p> <ul> <li>Dimensions: 114 x 88 x 35mm</li> <li>Also available with slots for 100 slides (B8R04538)</li> </ul> | 6.95 | EA | FVRATE20 | 1
Biology | B8R04538 | Microscope Slide Foam Box For 100 Slides | <p>These durable ABS plastic microscope slide boxes are perfect for the storage or transportation of 100 standard size microscope slides. The user can easily access the microscope slides stored inside via the friction-fit cover. The boxes have moulded feet making them perfect for stacking to save on storage space. Includes a slide inventory which can be filled in to help with organisation. </p> <ul> <li>Dimensions: 208 x 175 x 34mm</li> <li>Also available with slots for 25 slides (B8R04537)</li> </ul> | 8.95 | EA | FVRATE20 | 1
Glassware, Plastics & Ceramics | B8R04542 | Fold And Snap Test Tube Rack - 13mm | <p>Easy to assemble polypropylene test tube rack which folds and snaps together. Autoclavable, easy to clean. </p> <ul> <li>Overall size: (L)245 x (W)105 x (D)63mm.</li> <li>Number of 13mm wells: 90</li> </ul> | 15.95 | EA | FVRATE20 | 1
Glassware, Plastics & Ceramics | B8R04543 | Fold And Snap Test Tube Rack - 17mm | <p> </p> <p>These extra tough Delrin test tube racks are designed to resist most acids, solvents and heat. They are ideal for smaller spaces. A moulded index co-ordinates and flat labelling areas keep samples organised. Half sized racks are convenient for incubators, fume hoods, refrigerators and other tight spaces. </p> <p> </p> <ul> <li>Overall size: (L)245 x (W)108 x (D)72mm.</li> <li>Number of 17mm wells: 60 </li> </ul> | 11.75 | EA | FVRATE20 | 1
Glassware, Plastics & Ceramics | B8R04544 | Fold And Snap Test Tube Rack - 21mm | <p> </p> <p>These extra tough Delrin test tube racks are designed to resist most acids, solvents and heat. They are ideal for smaller spaces. A moulded index co-ordinates and flat labelling areas keep samples organised. Half sized racks are convenient for incubators, fume hoods, refrigerators and other tight spaces. </p> <p> </p> <ul> <li>Overall size: (L)245 x (W)108 x (D)72mm</li> <li>Number of 21mm wells: 40</li> </ul> | 15.95 | EA | FVRATE20 | 1
Biology | B8R04551 | Pyrex Cult Bottles 25X100mm | <p>Pyrex&reg; culture bottles are made from Borosilicate Glass, with a PTFE lined screw-cap.&nbsp;&nbsp;Ideal for general culture work. Not recommended for centrifugation.&nbsp;&nbsp;Cap must be loose in order to autoclave.</p> <ul> <li>Dimensions: 26mm x 100mm</li> <li>Capacity: 36ml</li> </ul> | 15.19 | EA | FVRATE20 | 1
Storage | B8R04553 | Shallow Tray Transluscent | <p>Introducing the Gratnells Block Colour Storage Trays, a durable and versatile storage solution specifically designed for educational environments. These award-winning trays are officially BSI tested, ensuring they meet high standards of quality and durability. Made from fully recyclable materials, they are perfect for the heavy daily use found in schools and other learning institutions. Offering an array of colours and available in four different sizes, these trays can be tailored to meet the unique storage needs of any classroom.</p> <ul> <li>Choose from a vibrant selection of colours and four distinct tray heights &mdash; ensuring you find the perfect fit for your classroom requirements.</li> <li>The Gratnells trays seamlessly fit into standard school furniture, allowing you to mix and match different colours, lids, and tray heights whilst maintaining a cohesive look with the rest of your educational furnishings.</li> <li>Dimensions: <ul> <li>Shallow: W312 x H75 x D427mm</li> <li>Deep: W312 x H150 x D427mm</li> <li>Extra Deep: W312 x H225 x D430mm</li> <li>Jumbo: W312 x H300 x D430mm</li> </ul> </li> </ul> | 3.99 | EA | FVRATE20 | 1
Storage | B8R04554 | Shallow Tray Purple | <p>Introducing the Gratnells Block Colour Storage Trays, a durable and versatile storage solution specifically designed for educational environments. These award-winning trays are officially BSI tested, ensuring they meet high standards of quality and durability. Made from fully recyclable materials, they are perfect for the heavy daily use found in schools and other learning institutions. Offering an array of colours and available in four different sizes, these trays can be tailored to meet the unique storage needs of any classroom.</p> <ul> <li>Choose from a vibrant selection of colours and four distinct tray heights &mdash; ensuring you find the perfect fit for your classroom requirements.</li> <li>The Gratnells trays seamlessly fit into standard school furniture, allowing you to mix and match different colours, lids, and tray heights whilst maintaining a cohesive look with the rest of your educational furnishings.</li> <li>Dimensions: <ul> <li>Shallow: W312 x H75 x D427mm</li> <li>Deep: W312 x H150 x D427mm</li> <li>Extra Deep: W312 x H225 x D430mm</li> <li>Jumbo: W312 x H300 x D430mm</li> </ul> </li> </ul> | 3.99 | EA | FVRATE20 | 1
Storage | B8R04555 | Shallow Tray Orange | <p>Introducing the Gratnells Block Colour Storage Trays, a durable and versatile storage solution specifically designed for educational environments. These award-winning trays are officially BSI tested, ensuring they meet high standards of quality and durability. Made from fully recyclable materials, they are perfect for the heavy daily use found in schools and other learning institutions. Offering an array of colours and available in four different sizes, these trays can be tailored to meet the unique storage needs of any classroom.</p> <ul> <li>Choose from a vibrant selection of colours and four distinct tray heights &mdash; ensuring you find the perfect fit for your classroom requirements.</li> <li>The Gratnells trays seamlessly fit into standard school furniture, allowing you to mix and match different colours, lids, and tray heights whilst maintaining a cohesive look with the rest of your educational furnishings.</li> <li>Dimensions: <ul> <li>Shallow: W312 x H75 x D427mm</li> <li>Deep: W312 x H150 x D427mm</li> <li>Extra Deep: W312 x H225 x D430mm</li> <li>Jumbo: W312 x H300 x D430mm</li> </ul> </li> </ul> | 3.99 | EA | FVRATE20 | 1
Storage | B8R04556 | Deep Translucent Storage Trays | <p>Introducing the Gratnells Block Colour Storage Trays, a durable and versatile storage solution specifically designed for educational environments. These award-winning trays are officially BSI tested, ensuring they meet high standards of quality and durability. Made from fully recyclable materials, they are perfect for the heavy daily use found in schools and other learning institutions. Offering an array of colours and available in four different sizes, these trays can be tailored to meet the unique storage needs of any classroom.</p> <ul> <li>Choose from a vibrant selection of colours and four distinct tray heights &mdash; ensuring you find the perfect fit for your classroom requirements.</li> <li>The Gratnells trays seamlessly fit into standard school furniture, allowing you to mix and match different colours, lids, and tray heights whilst maintaining a cohesive look with the rest of your educational furnishings.</li> <li>Dimensions: <ul> <li>Shallow: W312 x H75 x D427mm</li> <li>Deep: W312 x H150 x D427mm</li> <li>Extra Deep: W312 x H225 x D430mm</li> <li>Jumbo: W312 x H300 x D430mm</li> </ul> </li> </ul> | 5.45 | EA | FVRATE20 | 1
Storage | B8R04557 | Deep Tray Purple | <p>Introducing the Gratnells Block Colour Storage Trays, a durable and versatile storage solution specifically designed for educational environments. These award-winning trays are officially BSI tested, ensuring they meet high standards of quality and durability. Made from fully recyclable materials, they are perfect for the heavy daily use found in schools and other learning institutions. Offering an array of colours and available in four different sizes, these trays can be tailored to meet the unique storage needs of any classroom.</p> <ul> <li>Choose from a vibrant selection of colours and four distinct tray heights &mdash; ensuring you find the perfect fit for your classroom requirements.</li> <li>The Gratnells trays seamlessly fit into standard school furniture, allowing you to mix and match different colours, lids, and tray heights whilst maintaining a cohesive look with the rest of your educational furnishings.</li> <li>Dimensions: <ul> <li>Shallow: W312 x H75 x D427mm</li> <li>Deep: W312 x H150 x D427mm</li> <li>Extra Deep: W312 x H225 x D430mm</li> <li>Jumbo: W312 x H300 x D430mm</li> </ul> </li> </ul> | 5.45 | EA | FVRATE20 | 1
Storage | B8R04558 | Deep Storage Tray - Orange | <p>Introducing the Gratnells Block Colour Storage Trays, a durable and versatile storage solution specifically designed for educational environments. These award-winning trays are officially BSI tested, ensuring they meet high standards of quality and durability. Made from fully recyclable materials, they are perfect for the heavy daily use found in schools and other learning institutions. Offering an array of colours and available in four different sizes, these trays can be tailored to meet the unique storage needs of any classroom.</p> <ul> <li>Choose from a vibrant selection of colours and four distinct tray heights &mdash; ensuring you find the perfect fit for your classroom requirements.</li> <li>The Gratnells trays seamlessly fit into standard school furniture, allowing you to mix and match different colours, lids, and tray heights whilst maintaining a cohesive look with the rest of your educational furnishings.</li> <li>Dimensions: <ul> <li>Shallow: W312 x H75 x D427mm</li> <li>Deep: W312 x H150 x D427mm</li> <li>Extra Deep: W312 x H225 x D430mm</li> <li>Jumbo: W312 x H300 x D430mm</li> </ul> </li> </ul> | 5.45 | EA | FVRATE20 | 1
Storage | B8R04559 | Extra Deep Tray Translucent | <p>Introducing the Gratnells Block Colour Storage Trays, a durable and versatile storage solution specifically designed for educational environments. These award-winning trays are officially BSI tested, ensuring they meet high standards of quality and durability. Made from fully recyclable materials, they are perfect for the heavy daily use found in schools and other learning institutions. Offering an array of colours and available in four different sizes, these trays can be tailored to meet the unique storage needs of any classroom.</p> <ul> <li>Choose from a vibrant selection of colours and four distinct tray heights &mdash; ensuring you find the perfect fit for your classroom requirements.</li> <li>The Gratnells trays seamlessly fit into standard school furniture, allowing you to mix and match different colours, lids, and tray heights whilst maintaining a cohesive look with the rest of your educational furnishings.</li> <li>Dimensions: <ul> <li>Shallow: W312 x H75 x D427mm</li> <li>Deep: W312 x H150 x D427mm</li> <li>Extra Deep: W312 x H225 x D430mm</li> <li>Jumbo: W312 x H300 x D430mm</li> </ul> </li> </ul> | 7.45 | EA | FVRATE20 | 1
Storage | B8R04560 | Extra Deep Tray Purple | <p>Introducing the Gratnells Block Colour Storage Trays, a durable and versatile storage solution specifically designed for educational environments. These award-winning trays are officially BSI tested, ensuring they meet high standards of quality and durability. Made from fully recyclable materials, they are perfect for the heavy daily use found in schools and other learning institutions. Offering an array of colours and available in four different sizes, these trays can be tailored to meet the unique storage needs of any classroom.</p> <ul> <li>Choose from a vibrant selection of colours and four distinct tray heights &mdash; ensuring you find the perfect fit for your classroom requirements.</li> <li>The Gratnells trays seamlessly fit into standard school furniture, allowing you to mix and match different colours, lids, and tray heights whilst maintaining a cohesive look with the rest of your educational furnishings.</li> <li>Dimensions: <ul> <li>Shallow: W312 x H75 x D427mm</li> <li>Deep: W312 x H150 x D427mm</li> <li>Extra Deep: W312 x H225 x D430mm</li> <li>Jumbo: W312 x H300 x D430mm</li> </ul> </li> </ul> | 7.45 | EA | FVRATE20 | 1
Storage | B8R04562 | Jumbo Tray Transluscent | <p>Introducing the Gratnells Block Colour Storage Trays, a durable and versatile storage solution specifically designed for educational environments. These award-winning trays are officially BSI tested, ensuring they meet high standards of quality and durability. Made from fully recyclable materials, they are perfect for the heavy daily use found in schools and other learning institutions. Offering an array of colours and available in four different sizes, these trays can be tailored to meet the unique storage needs of any classroom.</p> <ul> <li>Choose from a vibrant selection of colours and four distinct tray heights &mdash; ensuring you find the perfect fit for your classroom requirements.</li> <li>The Gratnells trays seamlessly fit into standard school furniture, allowing you to mix and match different colours, lids, and tray heights whilst maintaining a cohesive look with the rest of your educational furnishings.</li> <li>Dimensions: <ul> <li>Shallow: W312 x H75 x D427mm</li> <li>Deep: W312 x H150 x D427mm</li> <li>Extra Deep: W312 x H225 x D430mm</li> <li>Jumbo: W312 x H300 x D430mm</li> </ul> </li> </ul> | 9.45 | EA | FVRATE20 | 1
Storage | B8R04566 | Storage Tray inserts 8 compartments PK6 | <p>Useful tray insert for organising smaller items. This organiser is divided into various compartments and fits shallow (F1) trays only. Pack of 6. </p> <ul> <li>Perfect for organising smaller items.</li> <li>Available in a choice of 4 types (3, 4, 6 and 8 compartments)</li> <li>Dimensions: To fit in a Shallow Gratnells tray.</li> </ul> | 56.4 | P 6 | FVRATE20 | 1
Biology | B8R04612 | Human Torso Model 17 Parts | <p>This 17 part human torso model is an excellent way to demonstrate and show the inner layout and workings of the human body. This particular model has its back and shoulder open &amp; 1 cervical vertebra, thoracic vertebra, lumbar vertebra are provided. It's 17 removeable parts will allow students to explore inside the body.</p> <p>The following parts are removable:</p> <ul> <li>1 part cerebrum with cerebellum and brain stem</li> <li>2 part lungs</li> <li>2 part heart</li> <li>1 part liver</li> <li>1 part pancreas and duodenum</li> <li>2 part stomach</li> <li>1 part large and small intestine</li> <li>1 part cecum cover</li> <li>1 part right half kidney</li> <li>1 part half bladder</li> <li>1 part cervical vertebra</li> <li>1 thoracic vertebra,</li> <li>1 part lumbar vertebra,</li> <li>1 part eye ball</li> </ul> <ul> <li>Made from high quality PVC</li> <li>Mounted on a base</li> <li>Dimensions: 380mm x 240mm x 890mm</li> </ul> | 237.95 | EA | FVRATE20 | 1
Primary Science | B8R04613 | Economy Human Torso Model With Head | <p>The detailed, life size 3D rendering of the human torso with its vibrantly coloured anatomy is ideal for studying the structure and function of the organs of the human body. The model contains the following parts: </p> <ul> <li>Torso - 1 Part</li> <li>Lungs - 2 Parts</li> <li>Heart - 1 Part</li> <li>Liver - 1 Part</li> <li>Stomach - 1 Part</li> <li>Intestine - 2 Parts</li> </ul> <p>Supplied with English Key Card Size: 39 x 23 x 91 cm approx. </p> <p>Weight: 5500 g approx. </p> | 152.99 | EA | FVRATE20 | 1
Biology | B8R04615 | Economy Heart Model 2 Part | <p>This economically priced, double life sized model of a heart is a highly detailed, good quality classroom demonstration tool. It is dissectible into two parts which clearly shows the blood vessels & chambers. </p> <ul> <li>Dimensions: 130mm x 130mm x 180mm</li> <li>Weight: 250g</li> <li>Includes key card</li> </ul> | 32.99 | EA | FVRATE20 | 1
Biology | B8R04621 | Human Lung Model | <p>This economically priced model of the human lungs is a highly detailed, good quality classroom demonstration tool.</p> <ul> <li>Mounted on a base</li> <li>Dimensions: 125mm x 125mm x 300mm</li> <li>Includes key card</li> </ul> <p>The models parts include:</p> <ul> <li>2 part removeable larynx,</li> <li>wind pipe with bronchial tree,</li> <li>2 part removeable heart,</li> <li>subclavian artery &amp; vein,</li> <li>vena cava, aorta,</li> <li>pulmonary artery,</li> <li>oesophagus,</li> <li>2 lungs with removeable front halves</li> <li>Diaphragm</li> </ul> | 65.45 | EA | FVRATE20 | 1
Biology | B8R04622 | Human Brain Model | <p>Life size 2 part model of the human brain. The model is a median section. The right hemisphere has the cerebellum and the stem with occipital lobe.</p> <ul> <li>Mounted on a base</li> <li>Dimensions: 180mm x 190mm x 210mm</li> <li>Includes key card</li> </ul> | 35.55 | EA | FVRATE20 | 1
Biology | B8R04623 | Nervous System Model | <p>This nervous system model shows a schematic representation of the central and peripheral nervous system. This is an excellent model to study the structure of the human nervous system.</p> <ul> <li>Mounted on a base</li> <li>Dimensions: 810mm x 300mm x 50mm</li> <li>Weight: 3080g</li> <li>Includes key card</li> </ul> | 68.19 | EA | FVRATE20 | 1
Primary Science | B8R04624 | Economy Human Eye Model | <p>This 7-piece eye model allows you to see the human eye up close and in detail. The model is the upper half of the sclera with cornea and eye muscle attachments. Both halves of choroids with the iris and retina, lens and vitreous humour are removable. The model is mounted on a base numbered with English key cards. </p> <p>Model size: 220 x 130 x 130mm. </p> | 25.99 | EA | FVRATE20 | 1
Biology | B8R04625 | Economy Skin Section | <p>This economically priced skin section model has been enlarged 70 times and shows a section through three layers of the hair covered skin of the head. It also shows hair follicles with sebaceous sweat glands, receptors, nerves and vessels. </p> <ul> <li>Mounted on a base</li> <li>Includes key card</li> <li>Dimensions: (L)355mm x (W)254mm x (H)50mm</li> <li>Weight: 1kg</li> </ul> | 22.45 | EA | FVRATE20 | 1
Biology | B8R04626 | Excretory System Model | <p>Life size Human Excretory System Model. Includes the kidneys, ureters, adrenal glands and bladder with prostate as well as the large abdominal right kidney sectioned to show all internal anatomical details.</p> <ul> <li>Mounted on a base,</li> <li>Dimensions: (L)406mm x (W)266mm x (H)76mm</li> <li>Weight: 1.1kg</li> <li>Includes key card</li> </ul> | 48.35 | EA | FVRATE20 | 1
Biology | B8R04627 | Human Female Reproductive System | <p>This natural size Human Female Reproductive System Model shows the female genital organs with bladder and rectum fully exposed.</p> <ul> <li>Mounted on a base</li> <li>Includes key cards</li> <li>Dimensions: (L)388mm x (W)350mm x (H)76mm</li> <li>Weight: 1.4kg</li> </ul> | 43.95 | EA | FVRATE20 | 1
Biology | B8R04628 | Human Male Reproductive System | <p>This natural size Human Male Reproductive System Model shows the rectum, bladder with prostate and testicular ducts and external and genital organs in clear detail.</p> <ul> <li>Mounted on a base</li> <li>Includes key card</li> <li>Dimensions: (L)381mm x (W)342mm x (H)88mm</li> <li>Weight: 1.7kg</li> </ul> | 44.75 | EA | FVRATE20 | 1
Biology | B8R04629 | Human Foetus | <p>This Human Foetus Model is a representation of a median section through the female pelvis in the 9th month of pregnancy with a removable foetus. An excellent model to study normal position of child birth.</p> <ul> <li>Mounted on a base</li> <li>Includes key cards</li> <li>Dimensions: (L)420mm x (W)230mm x (H)420mm</li> <li>Weight: 3.7kg</li> </ul> | 65.35 | EA | FVRATE20 | 1
Biology | B8R04632 | Monocot Seed Germination | <p>This Seed Germination Model shows the germination of a monocot plant (Maize) seed. </p> <ul> <li>Mounted on a base</li> <li>Dimensions: 420mm x 300mm x 70mm</li> </ul> | 36.99 | EA | FVRATE20 | 1
Biology | B8R04633 | Typical Flower Model | <p>This Flower Model is of a longitudinal section which shows all the detailed parts of a typical flower such as the calyx, corolla, androecium stamens and ovule. It makes for an excellent classroom demonstration tool to show the inner workings of a flower.</p> <ul> <li>Dimensions: 330mm x 250mm x 50mm</li> <li>Mounted on a plastic base</li> <li>Includes key card</li> </ul> | 31.65 | EA | FVRATE20 | 1
Appliances | B8R04649 | Wire Drying Rack | <p>Saves glassware from chips and cracks. Drain and dry test tubes, beakers, flasks and other labware. Place self standing rack on a table or near a sink. Or, use hooks to hang rack on the wall. </p> <ul> <li>Holds up to 90 pieces of labware on eighteen 127mm pins and seventy-two 76mm pins.</li> <li>Constructed of spot welded, vinyl coated steel wire for durability. Slide the drainage pan to the side to remove for easy emptying.</li> <li>Overall dimensions 462 x 182 x 525mm.</li> </ul> | 102.95 | EA | FVRATE20 | 1
Biology | B8R04653 | Presumptive Blood Test Kit | <p><strong>*Please Note: This is a simulated Blood Testing Kit which is suitable for use in education. It is NOT suitable for diagnostic purposes or commercial use*</strong></p> <p>Perform the classic 3-step Kastle-Meyer test for blood using the premixed solutions in this convenient kit. In the test's final step, the sample is treated with hydrogen peroxide, which reacts with haemoglobin and phenolphthalein to produce a bright pink colour. The test detects both human and animal blood.&nbsp; Enough reagents for approximately 6 tests per kit are included.</p> <p>Kit contents include:</p> <ul> <li>Simulated non-hazardous blood</li> <li>Distilled water</li> <li>Kastle-Meyer solution</li> <li>Hydrogen Peroxide</li> <li>6 x swabs</li> <li>Gloves</li> <li>Instructions</li> </ul> <p>A few drops of alcohol (Ethanol) is also required for the procedure (not included).</p> | 38.95 | KIT | FVRATE20 | 1
Biology | B8R04663 | Shoeprint Impression Kit | <p>This Shoeprint Impression Kit is designed to produce shoeprint impressions and casts of exceptional clarity and definition.</p> <p>It is clean and easy to use with mix in the bag professional powder which, once mixed with water, sets within 20-40 minutes.</p> <p>Complete with full instructions and forensic background information on shoeprint and tyre tracks.</p> <p>Contents of the kit include:</p> <ul> <li>Impression Pad</li> <li>Casting Powder</li> <li>Latex Gloves</li> <li>Dust Mask</li> <li>Scribe</li> <li>Brush</li> <li>Background information &amp; full instructions</li> </ul> <p><strong>* Please Note: This kit is suitable for use in schools.&nbsp; It is not suitable for diagnostics or commercial use*</strong></p> | 20.95 | EA | FVRATE20 | 1
Biology | B8R04666 | Fingerprint Inking Pad | <p>Fingerprint Ink Pad which is deal for use in schools for students fingerprint impressions. Unlike other pads this is filled with fingerprint ink designed specifically to dry immediately on paper and be removed easily from hands with wet wipes or by washing in warm soapy water.</p> | 9.25 | EA | FVRATE20 | 1
Biology | B8R04668 | Fingerprint Lifters And Mounts | <p>Fingerprint Lifters consist of low tack adhesive sheets with a peel off backing designed specifically to make it easy for students to lift fingerprints developed with aluminium powder.</p> <p>The black fingerprint mounts make the features of the print clearly visible.</p> <p>Contains:</p> <ul> <li>30 fingerprint lifters</li> <li>30 fingerprint mounts</li> </ul> | 10.69 | EA | FVRATE20 | 1
Biology | B8R04670 | Fingerprint Kit For Non Porous Surfaces | <p>This individual fingerprint kit, containing authentic professional equipment, has everything needed to facilitate:</p> <ul> <li>Finding, developing and lifting latent fingerprints from non porous surfaces</li> <li>Inking and rolling fingerprints</li> <li>Classifying and identifying fingerprints</li> <li>Understanding the biology and history of fingerprints</li> </ul> <p>Contents of the kit include:</p> <ul> <li>1 x Washable Fibre Brush</li> <li>1x Fingerprint Brush</li> <li>5gm Aluminium Powder</li> <li>30 Fingerprint Lifting Strips</li> <li>30 Fingerprint Mounts</li> <li>30 Fingerprint Suspect Sheets</li> <li>1 x Fingerprint Inking Pad</li> <li>1 x Nitrile Gloves</li> <li>Fingerprint Identification Chart</li> <li>1 x Instruction Booklet &ndash; this booklet includes in depth information re the background of fingerprints and also instructions on how to find the Fingerprint PowerPoint Presentation.</li> </ul> | 68.95 | EA | FVRATE20 | 1
Biology | B8R04671 | Fingerprint Fuming Kit | <p>Super glue Fingerprint fuming kit. Since the 1970's experts have been using Cyanoacrylate (Superglue) fuming to develop latent fingerprints. This kit has been designed for use when a fuming cabinet is not available or for when a degree of portability is required.</p> <p>Supplied complete with instructions and safety information.</p> <p>This can be used to develop fingerprints on tin foil, sweet wrappers, grained plastic, black bin liners etc and is reusable.</p> | 24.25 | EA | FVRATE20 | 1
Biology | B8R04673 | Evidence Collection Bags - 10 | <p>These evidence bags, designed for your students by real experts, bring authenticity to mock crime scenes and help emphasise the importance of preventing contamination, integrity and continuity of evidence.</p> <ul> <li>Size: 41 x 25 x 14 cm</li> <li>Pack size: 10 Bags</li> </ul> <ul></ul> | 11.09 | P10 | FVRATE20 | 1
Biology | B8R04674 | Evidence Collection Swabs - 10 | <p>Bring authenticity to mock crime scenes with our blood and fluid evidence collection swabs. Complete with container &amp; pro forma labels, they can be used to highlight the importance of integrity when recording and gathering evidence at the scene.</p> <ul> <li>Pack size: 10 swabs</li> </ul> | 8.39 | P10 | FVRATE20 | 1
Biology | B8R04675 | Crime Scene Tape - 5 Metre Length | <p>Bring your mock crime scenes to life or just inspire your students by decorating your environment with this reusable crime scene tape.</p> <ul> <li>Length: 5M</li> </ul> | 4.25 | M 5 | FVRATE20 | 1
Glassware, Plastics & Ceramics | B8R04729 | Bottle Rack | <p>This HDPE Coated Wire Tube Rack is chemically resistant and ideal for Centrifuge Bottles 58-60mm diameter. It is also durable racks for transport or sample handling. Will accommodate 6 flat, round or conical tubes and vessels up 60mm diameter.</p> <ul> <li>Chemically-resistant, HDPE coated wire racks are good to -40&deg; C</li> <li>Well diameter: 58-60mm</li> <li>Wells: 6</li> <li>Suitable for conical, round or flat bottom, glass or plastic, tubes and bottles that cannot stand up by themselves</li> <li>Two levels of grids help keep bottles secure</li> <li>Slotted bottom</li> <li>Autoclavable</li> <li>Dimensions: (L)205mm x (W)135mm x (H)104mm.</li> </ul> | 23.65 | EA | FVRATE20 | 1
Lab Equipment | B8R04748 | Thermometer For Melting Point Apparatus | <p>Spirit filled thermometer.</p> <p>Wide range, suitable for use with the Stuart Melting Point Apparatus.</p> <p>Safer alternative to Mercury Thermometers.</p> <ul> <li>Temperature Range: 50 - 250&deg;C</li> <li>Thermometer Filling: Spirit</li> </ul> | 43.95 | EA | FVRATE20 | 1
Chemistry | B8R04756 | Buffer Solution pH2 500ml | <ul> <li>Supplied as 500ml Solution</li> </ul> | 3.75 | VMV | FVRATE20 | 1
Chemistry | B8R04757 | Buffer Solution pH3 500ml | <ul> <li>Supplied as 500ml Solution</li> </ul> | 3.75 | VMV | FVRATE20 | 1
Chemistry | B8R04758 | Buffer Solution pH4 500ml | <ul> <li>Supplied as 500ml Solution</li> </ul> | 3.69 | VMV | FVRATE20 | 1
Chemistry | B8R04759 | Buffer Solution pH5 500ml | <ul> <li>Supplied as 500ml Solution</li> </ul> | 3.65 | VMV | FVRATE20 | 1
Chemistry | B8R04760 | Buffer Solution pH6 500ml | <ul> <li>Supplied as 500ml Solution</li> </ul> | 3.75 | VMV | FVRATE20 | 1
Chemistry | B8R04761 | Buffer Solution pH7 500ml | <ul> <li>Supplied as 500ml Solution</li> </ul> | 3.65 | VMV | FVRATE20 | 1
Chemistry | B8R04762 | Buffer Solution pH8 500ml | <ul> <li>Supplied as 500ml Solution</li> </ul> | 3.65 | VMV | FVRATE20 | 1
Chemistry | B8R04763 | Buffer Solution pH9 500ml | <ul> <li>Supplied as 500ml Solution</li> </ul> | 3.69 | VMV | FVRATE20 | 1
Chemistry | B8R04764 | Buffer Solution pH10 500ml | <ul> <li>Supplied as 500ml Solution</li> </ul> | 4.15 | VMV | FVRATE20 | 1
Chemistry | B8R04765 | Buffer Tablets pH4 Pk50 | <p>Buffer Tablets - pH4 - Pack of 50 Tablets</p> <ul> <li>Dilution: 1 Tablet to 100ml of Deionised Water</li> </ul> | 18.2 | P50 | FVRATE20 | 1
Chemistry | B8R04766 | Buffer Tablets pH7 Pk50 | <p>Buffer Tablets - pH7 - Pack of 50 Tablets</p> <ul> <li>Dilution: 1 Tablet to 100ml of Deionised Water</li> </ul> | 15.45 | P50 | FVRATE20 | 1
Chemistry | B8R04767 | Buffer Tablets pH9.22 Pk50 | <p>Buffer Tablets - pH9.22 - Pack of 50 Tablets</p> <ul> <li>Dilution: 1 Tablet to 100ml of Deionised Water</li> </ul> | 16.3 | P50 | FVRATE20 | 1
Chemistry | B8R04771 | Clay Powder 1kg | <ul> <li>Alternative name: Kaolin Powder</li> <li>Molecular Weight: 258.16g/mol</li> <li>CAS Number: 1332-58-7</li> </ul> | 8.7 | KG | FVRATE20 | 1
Chemistry | B8R04773 | Diastase From Malt 100g | <p>Diastase - 100g</p> <p><strong>Please note that none of our enzymes are to be considered as being of Food Grade Standard and are not fit for human consumption.&nbsp; They are only suitable for use in education.</strong></p> <ul> <li>CAS Number: 9000-92-4</li> <li>Hazard: H317,H334</li> <li>Precaution: P261,P342+P311</li> </ul> <ul> <li>Working Concentration: 1 - 2%</li> <li>pH range: 3.5 - 5</li> <li>Temperature range: 20 - 60&deg;C</li> <li>Substrate: 2% Starch</li> <li>Product: Maltose, Dextrins</li> <li>Source: Malt</li> <li>Contains approximately 20% reducing sugars</li> </ul> <p>The substrate must be boiled to break down starch granules.</p> <p>It's good practice to store enzymes in a refrigerator (5&deg;C approx.). This should give a shelf life of 12 months without significant loss of activity.</p> <p>All enzymes, as supplied, should be considered as 100% (unless otherwise specified) for example:</p> <ul> <li>Cellulase is supplied as 2g powder - 1g in 100ml gives a 1% working solution</li> <li>Pectinase supplied as 100ml - 1ml diluted to 100ml gives a 1% solution</li> </ul> <p>Glossary:</p> <ul> <li>pH - Recommended range for maximum activity</li> <li>Temperature - recommended range for maximum activity</li> <li>Working Concentration - dilution of the Enzyme (as supplied) to this level should give an acceptable reaction time.</li> <li>Substrate - substance to be reacted with the Enzyme, and appropriate concentration</li> <li>Product - substance produced by breakdown of the substrate</li> <li>Source - origin of the Enzyme</li> </ul> | 12.95 | EA | FVRATE20 | 1
Chemistry | B8R04774 | Dithizone 1g | <ul> <li>Alternative Names: Diphenylthiocarbazone, 1,5-diphenyl-3-thiocarbazone,</li> <li>Molecular Weight: 256.33g/mol</li> <li>CAS Number: 60-10-6</li> <li>Hazard: H315,H319,H335</li> <li>Precaution: P261,P305+P351+P338</li> </ul> | 4.8 | MGA | FVRATE20 | 1
Chemistry | B8R04776 | Limewater (Calcium Hydroxide Soln)2.5L | <ul> <li>Alternative name: Calcium Hydroxide Solution</li> <li>Water >99%, Calcium Hydroxide <1%</li> </ul> | 5.05 | VLE | FVRATE20 | 1
Chemistry | B8R04780 | Universal Indicator Full Range 2.5L | <ul> <li>CAS Number: Mixture</li> <li>Hazard: H225,H371</li> <li>Precaution: P210,P260,P280</li> </ul> <p>Green at pH7</p> <p>Price includes Chemical freight surcharge</p> <p>*International delivery is priced on application, please contact Customer Services for a quotation.&nbsp;</p> | 53.99 | VLE | FVRATE20 | 1
Environmental Science | B8R04834 | Hydrocarbons Kit | <p>Petroleum and natural gas are found in the Earth's subsurface with the tools of petroleum geology and are a significant source of fuel and raw materials for the production of organic chemicals. The extraction of liquid hydrocarbon fuel from sedimentary basins is integral to modern energy development. Hydrocarbons are mined from tar sands and oil shale, and potentially extracted from sedimentary methane hydrates. These reserves require distillation and upgrading to produce synthetic crude and petroleum. Hydrocarbons are economically important because major fossil fuels such as coal, petroleum and natural gas, and its derivatives such as plastics, paraffin, waxes, solvents and oils are hydrocarbons.</p> <p>Kit contains:</p> <ul> <li>Cap rock: mudstone</li> <li>Reservoir rock (limestone)</li> <li>Reservoir rock (limestone): oolitic</li> <li>Cap rock A: shale</li> <li>Lignite sample</li> <li>Anthracite coal</li> <li>Bituminous coal</li> <li>Source Rock (oil shale Kimmeridge)</li> <li>Reservoir rock (sandstone)</li> <li>Cap rock B: gypsum</li> <li>Peat sample</li> <li>Oil tar sand, crude oil</li> </ul> | 45.69 | KIT | FVRATE20 | 1
Glassware, Plastics & Ceramics | B8R04858 | Culture Bottles - 100ml | <p>Clear Soda-Lime glass bottles with screw caps. Not recommended for use in an autoclave.</p> <ul> <li>Volume: 100ml</li> <li>Height: 142mm</li> <li>Outer Diameter: 51mm</li> <li>Pack of 10</li> </ul> | 12.29 | P10 | FVRATE20 | 1
Appliances | B8R04860 | Vacuum Pump Oil for Javac Pump | <p>Oil for use with the Javac Vacuum Pump (B8R04860).</p> <ul> <li>Supplied in 1L.</li> </ul> | 28.99 | EA | FVRATE20 | 1
Site Maintenance | B8R04985 | Alkaline Battery 9V 6LR61 P12 | <ul> <li>Premium general purpose 9v Energizer alkaline battery</li> <li>Excellent performance in the widest range of devices</li> <li>Ideal for audio devices and projects</li> <li>6LR61</li> <li>7 year shelf life</li> <li>Guaranteed against leakage</li> <li>Pack of 12</li> </ul> | 21.99 | P12 | FVRATE20 | 1
Site Maintenance | B8R04986 | Alkaline Battery C LR14 P12 | <ul> <li>Premium general purpose C alkaline battery</li> <li>Excellent performance in the widest range of devices</li> <li>LR14</li> <li>Ideal for audio devices and projects</li> <li>7 year shelf life</li> <li>Guaranteed against leakage</li> <li>Pack 12</li> </ul> | 14.49 | P12 | FVRATE20 | 1
Site Maintenance | B8R04987 | Alkaline Battery D LR20 P12 | <ul> <li>Premium general purpose 1.5v Energiser alkaline battery</li> <li>Excellent performance in the widest range of devices</li> <li>Size D</li> <li>Ideal for audio devices and projects</li> <li>7 year shelf life</li> <li>Guaranteed against leakage</li> <li>Pack of 12</li> </ul> | 21.99 | P12 | FVRATE20 | 1
Site Maintenance | B8R04992 | Rechargeable Battery AAA HR03 P4 | <ul> <li>Protect the environment by producing less waste - and at a lower cost!</li> <li>Can be recharged hundreds of times</li> <li>Ideal for heavy users and high drain devices - digital audio, motor powered, cameras</li> <li>Size AA</li> <li>Pack 4</li> </ul> | 13.99 | P 4 | FVRATE20 | 1
Site Maintenance | B8R04993 | Rechargeable Battery 9V HR22 | <ul> <li>9v 6LR61 Energizer battery</li> <li>Protect the environment by producing less waste - and at a lower cost</li> <li>Can be recharged hundreds of times</li> <li>Ideal for heavy users and high drain devices - digital audio, motor powered, cameras</li> <li>Each</li> </ul> | 12.99 | EA | FVRATE20 | 1
Site Maintenance | B8R04994 | Rechargeable Battery C HR14 P2 | <ul> <li>1.2v C Size Energizer battery</li> <li>HR14, LR14</li> <li>Protect the environment by producing less waste - and at a lower cost</li> <li>Can be recharged hundreds of times</li> <li>Ideal for heavy users and high drain devices - digital audio, motor powered, cameras</li> <li>Pack 2</li> </ul> | 12.29 | P 2 | FVRATE20 | 1
Site Maintenance | B8R04995 | Rechargeable Battery D HR20 P2 | <ul> <li>Protect the environment by producing less waste - and at a lower cost</li> <li>Can be recharged hundreds of times</li> <li>1.5V Energizer battery</li> <li>D</li> <li>Pack 2</li> </ul> | 12.99 | P 2 | FVRATE20 | 1
Site Maintenance | B8R04998 | Lithium Batteries AA LR6 P4 | <ul> <li>1.5V Lithium battery</li> <li>Size AA</li> <li>LR6, MN 1500</li> <li>Pack of 4</li> </ul> | 12.29 | P 4 | FVRATE20 | 1
Site Maintenance | B8R04999 | Lithium Batteries AAA LR03 P4 | <ul> <li>1.5V Lithium battery</li> <li>Size AAA</li> <li>LR03, MN 2400</li> <li>Pack of 4</li> </ul> | 12.89 | P 4 | FVRATE20 | 1
Site Maintenance | B8R05008 | Energizer Universal Battery Charger | <ul> <li>Charges 4 x AA, 4 x AAA, 2 x 9V, 4 x C or 4 x D rechargeable Nickel Metal Hydride batteries</li> <li>Bad battery detection</li> <li>Reverse polarity protection</li> <li>3-5 hour charge time</li> </ul> | 39.99 | EA | FVRATE20 | 1
Biology | B8R05021 | Biological Science Set | <p>This comprehensive set if sixteen prepared microscope slides fulfils the requirements of most GCSE Biology courses. The slides have been chosen for the clarity with which they show structures which may be related directly to a function. </p> <p>The set includes: </p> <ul> <li>Mammalian striated skeletal muscle</li> <li>Human blood smear</li> <li>Small intestine T.S. injected to show capillaries</li> <li>Saccharomyces cerevisae (brewer's yeast) budding cells W.M.</li> <li>Zea (maize) T.S. and L.S. stem</li> <li>Allium root tip stained with haematoxylin</li> <li>Mammal neuron motor nerve cells from spinal cord, smear.</li> <li>Mammal kidney median C.S. (medulla and cortex)</li> <li>Human squamous epithelium from mouth</li> <li>Separate smear: Bacillus, Coccus and Spirillum w.m. (Gram Stain)</li> <li>Allium leaf W.M. epidermis with stomata</li> <li>Ligustrum (privet) leaf C.S.</li> <li>Mixed pollen W.M.</li> <li>Mammal adipose tissue section</li> <li>Human artery and vein, C.S.</li> <li>Human scalp, hair shafts, section</li> </ul> <p>Glossary: </p> <ul> <li>T.S. - Transverse Section</li> <li>L.S. - Longitudinal Section</li> <li>C.S. - Cross Section</li> <li>W.M. - Whole Mount</li> </ul> <p>The product image shows Human Squamous Epithelium from the mouth. </p> | 145.4 | KIT | FVRATE20 | 1
Lab Equipment | B8R05026 | 2mm Stackable Plug Leads - Black 150mm | <p>Professional quality 2mm Plug leads. Ideal for use where 4mm plug leads would be too bulky. The 2mm spring loaded plugs are connected by highly flexible PVC cable.</p> <ul> <li>Maximum current: 10A</li> <li>Voltage: 33V AC - 70V DC.</li> <li>Colour: Black</li> <li>Length: 150mm</li> </ul> <p>Suitable for all MFA Experiments.</p> | 3.15 | EA | FVRATE20 | 1
Lab Equipment | B8R05027 | 2mm Stackable Plug Leads - Blue 150mm | <p>Professional quality 2mm Plug leads. Ideal for use where 4mm plug leads would be too bulky. The 2mm spring loaded plugs are connected by highly flexible PVC cable.</p> <ul> <li>Maximum current: 10A</li> <li>Voltage: 33V AC - 70V DC.</li> <li>Colour: Blue</li> <li>Length: 150mm</li> </ul> <p>Suitable for all MFA Experiments</p> | 3 | EA | FVRATE20 | 1
Lab Equipment | B8R05029 | 2mm Stackable Plug Leads - Red 150mm | <p>Professional quality 2mm Plug leads. Ideal for use where 4mm plug leads would be too bulky. The 2mm spring loaded plugs are connected by highly flexible PVC cable.&nbsp;&nbsp;</p> <ul> <li>Maximum current: 10A</li> <li>Voltage: 33V AC - 70V DC.</li> <li>Colour: Red</li> <li>Length: 150mm</li> </ul> <p>Suitable for all MFA Experiments</p> | 3.15 | EA | FVRATE20 | 1
Site Maintenance | B8R05077 | Alkaline Battery AAA LR03 P10 | <p>Keep your educational facility running smoothly with dependable power. The Energizer Industrial AAA LR03 Batteries offer reliable, long-lasting performance for a variety of devices essential in schools and nurseries, including remote controls, calculators, clocks, and educational toys. These 1.5V alkaline batteries are designed to meet the demands of high-use environments, ensuring that your classroom technology and teaching aids are always ready to engage and educate.</p> <p>The pack of 10 ensures that you have an ample supply on hand, reducing the need for frequent reordering and providing cost-effectiveness for educational institutions. With Energizer's trusted brand reputation in delivering quality power solutions, you can confidently support your school's daily operations and learning activities.</p> | 4.39 | P10 | FVRATE20 | 1
Site Maintenance | B8R05078 | Alkaline Battery AA LR6 P10 | <p>Ensure your educational facility remains powered and efficient with the Energizer Industrial Alkaline Battery Pack.</p> <p>Designed specifically for rigorous use, these AA batteries offer a reliable 1.5V output, making them ideal for everyday devices used in classrooms and administrative offices.</p> <p>Each pack contains 10 AA size (LR6) batteries, providing longevity and consistent energy to support the seamless operation of calculators, remote controls, clocks, and more essential educational equipment.</p> <p>Trust in Energizer&rsquo;s reputation for quality and economy, perfect for keeping your school&rsquo;s activities uninterrupted.</p> | 4.39 | P10 | FVRATE20 | 1
Storage | B8R05100 | Boxed Set pk10 | <p>Gratnells award-winning storage trays are BSI tested, fully recyclable and made for heavy educational use. Available in four sizes and various colours, there's a tray to suit your needs. </p> <ul> <li>All Gratnells trays fit standard school furniture so you can mix and match a whole range of different colours, lids and tray heights knowing they will all fit with the rest of your classroom storage.</li> <li>Set of 10 shallow trays 2 each of blue, red, green, yellow and purple.</li> <li>Dimensions: Each Tray: W312 x H75 x D427mm</li> </ul> | 39 | P10 | FVRATE20 | 1
Storage | B8R05111 | Jumbo Tray Orange | <p>Introducing the Gratnells Block Colour Storage Trays, a durable and versatile storage solution specifically designed for educational environments. These award-winning trays are officially BSI tested, ensuring they meet high standards of quality and durability. Made from fully recyclable materials, they are perfect for the heavy daily use found in schools and other learning institutions. Offering an array of colours and available in four different sizes, these trays can be tailored to meet the unique storage needs of any classroom.</p> <ul> <li>Choose from a vibrant selection of colours and four distinct tray heights &mdash; ensuring you find the perfect fit for your classroom requirements.</li> <li>The Gratnells trays seamlessly fit into standard school furniture, allowing you to mix and match different colours, lids, and tray heights whilst maintaining a cohesive look with the rest of your educational furnishings.</li> <li>Dimensions: <ul> <li>Shallow: W312 x H75 x D427mm</li> <li>Deep: W312 x H150 x D427mm</li> <li>Extra Deep: W312 x H225 x D430mm</li> <li>Jumbo: W312 x H300 x D430mm</li> </ul> </li> </ul> | 9.45 | EA | FVRATE20 | 1
Storage | B8R05112 | Jumbo Tray - Purple | <p>Introducing the Gratnells Block Colour Storage Trays, a durable and versatile storage solution specifically designed for educational environments. These award-winning trays are officially BSI tested, ensuring they meet high standards of quality and durability. Made from fully recyclable materials, they are perfect for the heavy daily use found in schools and other learning institutions. Offering an array of colours and available in four different sizes, these trays can be tailored to meet the unique storage needs of any classroom.</p> <ul> <li>Choose from a vibrant selection of colours and four distinct tray heights &mdash; ensuring you find the perfect fit for your classroom requirements.</li> <li>The Gratnells trays seamlessly fit into standard school furniture, allowing you to mix and match different colours, lids, and tray heights whilst maintaining a cohesive look with the rest of your educational furnishings.</li> <li>Dimensions: <ul> <li>Shallow: W312 x H75 x D427mm</li> <li>Deep: W312 x H150 x D427mm</li> <li>Extra Deep: W312 x H225 x D430mm</li> <li>Jumbo: W312 x H300 x D430mm</li> </ul> </li> </ul> | 9.45 | EA | FVRATE20 | 1
Storage | B8R05113 | Extra Deep Tray Pink | <p>Introducing the Gratnells Block Colour Storage Trays, a durable and versatile storage solution specifically designed for educational environments. These award-winning trays are officially BSI tested, ensuring they meet high standards of quality and durability. Made from fully recyclable materials, they are perfect for the heavy daily use found in schools and other learning institutions. Offering an array of colours and available in four different sizes, these trays can be tailored to meet the unique storage needs of any classroom.</p> <ul> <li>Choose from a vibrant selection of colours and four distinct tray heights &mdash; ensuring you find the perfect fit for your classroom requirements.</li> <li>The Gratnells trays seamlessly fit into standard school furniture, allowing you to mix and match different colours, lids, and tray heights whilst maintaining a cohesive look with the rest of your educational furnishings.</li> <li>Dimensions: <ul> <li>Shallow: W312 x H75 x D427mm</li> <li>Deep: W312 x H150 x D427mm</li> <li>Extra Deep: W312 x H225 x D430mm</li> <li>Jumbo: W312 x H300 x D430mm</li> </ul> </li> </ul> | 7.45 | EA | FVRATE20 | 1
Storage | B8R05114 | Extra Deep Tray Lime | <p>Introducing the Gratnells Block Colour Storage Trays, a durable and versatile storage solution specifically designed for educational environments. These award-winning trays are officially BSI tested, ensuring they meet high standards of quality and durability. Made from fully recyclable materials, they are perfect for the heavy daily use found in schools and other learning institutions. Offering an array of colours and available in four different sizes, these trays can be tailored to meet the unique storage needs of any classroom.</p> <ul> <li>Choose from a vibrant selection of colours and four distinct tray heights &mdash; ensuring you find the perfect fit for your classroom requirements.</li> <li>The Gratnells trays seamlessly fit into standard school furniture, allowing you to mix and match different colours, lids, and tray heights whilst maintaining a cohesive look with the rest of your educational furnishings.</li> <li>Dimensions: <ul> <li>Shallow: W312 x H75 x D427mm</li> <li>Deep: W312 x H150 x D427mm</li> <li>Extra Deep: W312 x H225 x D430mm</li> <li>Jumbo: W312 x H300 x D430mm</li> </ul> </li> </ul> | 7.45 | EA | FVRATE20 | 1
Storage | B8R05134 | Shallow Storage Tray Pink | <p>Introducing the Gratnells Block Colour Storage Trays, a durable and versatile storage solution specifically designed for educational environments. These award-winning trays are officially BSI tested, ensuring they meet high standards of quality and durability. Made from fully recyclable materials, they are perfect for the heavy daily use found in schools and other learning institutions. Offering an array of colours and available in four different sizes, these trays can be tailored to meet the unique storage needs of any classroom.</p> <ul> <li>Choose from a vibrant selection of colours and four distinct tray heights &mdash; ensuring you find the perfect fit for your classroom requirements.</li> <li>The Gratnells trays seamlessly fit into standard school furniture, allowing you to mix and match different colours, lids, and tray heights whilst maintaining a cohesive look with the rest of your educational furnishings.</li> <li>Dimensions: <ul> <li>Shallow: W312 x H75 x D427mm</li> <li>Deep: W312 x H150 x D427mm</li> <li>Extra Deep: W312 x H225 x D430mm</li> <li>Jumbo: W312 x H300 x D430mm</li> </ul> </li> </ul> | 3.99 | EA | FVRATE20 | 1
Storage | B8R05140 | Extra Deep Tray Blue | <p>Introducing the Gratnells Block Colour Storage Trays, a durable and versatile storage solution specifically designed for educational environments. These award-winning trays are officially BSI tested, ensuring they meet high standards of quality and durability. Made from fully recyclable materials, they are perfect for the heavy daily use found in schools and other learning institutions. Offering an array of colours and available in four different sizes, these trays can be tailored to meet the unique storage needs of any classroom.</p> <ul> <li>Choose from a vibrant selection of colours and four distinct tray heights &mdash; ensuring you find the perfect fit for your classroom requirements.</li> <li>The Gratnells trays seamlessly fit into standard school furniture, allowing you to mix and match different colours, lids, and tray heights whilst maintaining a cohesive look with the rest of your educational furnishings.</li> <li>Dimensions: <ul> <li>Shallow: W312 x H75 x D427mm</li> <li>Deep: W312 x H150 x D427mm</li> <li>Extra Deep: W312 x H225 x D430mm</li> <li>Jumbo: W312 x H300 x D430mm</li> </ul> </li> </ul> | 7.45 | EA | FVRATE20 | 1
Site Maintenance | B8R05148 | Coast G19 Inspection Torch | <ul> <li>Handy Inspection Torch with pocket clip&nbsp;</li> <li>Water and impact resistant</li> <li>54 lumens</li> <li>Maximum beam distance 24 metres</li> <li>Uses 1 x AAA battery, included</li> </ul> | 13.89 | EA | FVRATE20 | 1
Physics | B8R05153 | Tuning Forks Set Of 8 | <p>Excellent quality aluminium plain shank tuning forks with frequency marked on.</p> <p>Set of 8 containing:</p> <ul> <li>A 426Hz,</li> <li>B 480Hz,</li> <li>C 256Hz,</li> <li>C 512Hz,</li> <li>D 288Hz,</li> <li>E 320Hz,</li> <li>F 341Hz,</li> <li>G 384Hz</li> </ul> <p>Supplied in a wooden box for storage.</p> | 48.99 | PK | FVRATE20 | 1
Physics | B8R05155 | Polarimeter | <p>For measuring the degree of rotation of plane-polarised light by solutions of optically active substances. Mounted in a steel box with a 6V bulb in the base. Light from this source passes through a polarising filter then through a yellow filter to the sample tube. The interior of the tube support is finished in matt black to reduce internal reflections and is held in position by a pair of 4 mm plugs and sockets. The rotatable analyser is mounted in the top panel with a fixed 0-360 degree scale for measuring the rotation of the polarised light. The steel body has a hinged door for access to the sample tube and the illuminator unit slides out for bulb changing.</p> <ul> <li>Illumination: 6V, 0.3A tungsten</li> <li>Sample Tube: (L)150mm x (D)15mm</li> <li>Analyser scale - 0-360 degree - extinction at 0 degree / 360 degree and 180 degree</li> <li>Dimensions: (H)270mm x (W)100mm x (D)100 mm</li> <li>Supplied with polarisers, yellow filter sample tube and instructions</li> </ul> <p>Spare Polarimeter Tubes (B8R08164) are available to purchase separately.</p> | 103.95 | EA | FVRATE20 | 1
Chemistry | B8R05162 | Bakers Yeast 250g | <p>Bakers Yeast - 250g</p> <p>Yeast for general use, also suitable for use with Drosophila food.</p> <p><strong><b>Please note that our Yeast is not to be considered as Food Grade Standard and is therefore not fit for human consumption.&nbsp; It is suitable for use in education.</b></strong></p> | 6.7 | MGV | FVRATE20 | 1
Storage | B8R05178 | Gratnells Treble Column Trolley H725mm | <p>The Gratnells storage system is unique and designed for the organisation of all types of school equipment and the enormous range of science materials and equipment that need storing. Manufactured from square steel tubes with slots at 25mm intervals to take trays. The trolleys have 80mm castors and are ideal when transporting equipment around the room. Metal runners are adjustable and can accommodate our range of super-tough trays.</p> <ul> <li>Supplied flat packed for self assembly.</li> <li>Size: H725mm x W1055 x D420mm.</li> <li>This product holds 18 Shallow trays and comes with heavy duty castors.</li> <li>Please note; trays and runners are sold separately&nbsp;</li> </ul> | 325 | EA | FVRATE20 | 1
Storage | B8R05180 | Gratnells Double Column Trolley H850mm | <p>The Gratnells storage system is unique and designed for the organisation of all types of school equipment and the enormous range of science materials and equipment that need storing. Manufactured from square steel tubes with slots at 25mm intervals to take trays. The trolleys have 80mm castors and are ideal when transporting equipment around the room. Metal runners are required and sold separately but are adjustable and can accommodate our range of super-tough trays.</p> <ul> <li>Supplied flat packed for self assembly.</li> <li>Please note: Trays and runners are sold separately.</li> <li>Size: W710 x D420mm.</li> <li>This product can hold up to 12 Shallow trays</li> <li>Comes with heavy duty castors.</li> </ul> | 270 | EA | FVRATE20 | 1
Storage | B8R05181 | Gratnells Treble Column Trolley H850mm | <p>The Gratnells storage system is unique and designed for the organisation of all types of school equipment and the enormous range of science materials and equipment that need storing. Manufactured from square steel tubes with slots at 25mm intervals to take trays. The trolleys have 80mm castors and are ideal when transporting equipment around the room. Metal runners are required and sold separately but are adjustable and can accommodate our range of super-tough trays.</p> <ul> <li>Supplied flat packed for self assembly.</li> <li>Please note: Trays and runners are sold separately.</li> <li>Size: H860 x W1075 x D440mm</li> </ul> | 340 | EA | FVRATE20 | 1
Storage | B8R05183 | Tray Runners Pair Grey | <p>The Gratnells storage system is unique and designed for the organisation of all types of school equipment and the enormous range of science materials and equipment that need storing. </p> <ul> <li>Manufactured from square steel tubes with slots at 25mm intervals to take trays.</li> <li>The trolleys have 80mm castors and are ideal when transporting equipment around the room.</li> <li>Metal runners are required and sold separately but are adjustable and can accommodate our range of super-tough trays.</li> <li>A choice of metal or plastic runners.</li> <li>1 pair per tray is required.</li> </ul> | 9 | PAA | FVRATE20 | 1
Storage | B8R05184 | Gratnells Single Column Trolley H850mm | <p>The Gratnells storage system is unique and designed for the organisation of all types of school equipment and the enormous range of science materials and equipment that need storing. This product holds 6 Shallow trays and comes with heavy duty castors. </p> <ul> <li>Manufactured from square steel tubes with slots at 25mm intervals to take trays.</li> <li>The trolleys have 80mm castors and are ideal when transporting equipment around the room.</li> <li>Metal runners are required and sold separately but are adjustable and can accommodate our range of super-tough trays.</li> <li>Supplied flat packed for self assembly.</li> <li>Please note: Trays and runners are sold separately.</li> <li>Size: W370 x D420mm.</li> <li>Trays not included</li> </ul> | 210 | EA | FVRATE20 | 1
Storage | B8R05185 | Shallow tray divider 3 compartments pk6 | <p>Useful tray insert for organising smaller items. This organiser is divided into various compartments and fits shallow (F1) trays only. Pack of 6. </p> <ul> <li>Perfect for organising smaller items.</li> <li>Available in a choice of 4 types (3, 4, 6 and 8 compartments)</li> <li>Dimensions: To fit in a Shallow Gratnells tray.</li> </ul> | 56.4 | P 6 | FVRATE20 | 1
Storage | B8R05186 | Shallow tray divider 4 compartments pk6 | <p>Useful tray insert for organising smaller items. This organiser is divided into various compartments and fits shallow (F1) trays only. Pack of 6. </p> <ul> <li>Perfect for organising smaller items.</li> <li>Available in a choice of 4 types (3, 4, 6 and 8 compartments)</li> <li>Dimensions: To fit in a Shallow Gratnells tray.</li> </ul> | 56.4 | P 6 | FVRATE20 | 1
Storage | B8R05187 | 6 Compartment Tray Insert Pk6 | <p>Useful tray insert for organising smaller items. This organiser is divided into various compartments and fits shallow (F1) trays only. Pack of 6. </p> <ul> <li>Perfect for organising smaller items.</li> <li>Available in a choice of 4 types (3, 4, 6 and 8 compartments)</li> <li>Dimensions: To fit in a Shallow Gratnells tray.</li> </ul> | 56.4 | P 6 | FVRATE20 | 1
Storage | B8R05188 | 8 Compartment Tray Insert Pk6 | <p>Useful tray insert for organising smaller items. This organiser is divided into various compartments and fits shallow (F1) trays only. Pack of 6. </p> <ul> <li>Perfect for organising smaller items.</li> <li>Available in a choice of 4 types (3, 4, 6 and 8 compartments)</li> <li>Dimensions: To fit in a Shallow Gratnells tray.</li> </ul> | 56.4 | P 6 | FVRATE20 | 1
Storage | B8R05189 | Gratnells Single Column Trolley H725mm | <p>The Gratnells storage system is unique and designed for the organisation of all types of school equipment and the enormous range of science materials and equipment that need storing. Can hold up to 6 shallow trays. </p> <ul> <li>Manufactured from square steel tubes with slots at 25mm intervals to take trays.</li> <li>The trolleys have 80mm castors and are ideal when transporting equipment around the room.</li> <li>Holds up to 6 shallow trays.</li> <li>Metal runners are required and sold separately but are adjustable and can accommodate our range of super-tough trays.</li> <li>Supplied flat packed for self assembly with heavy duty castors. </li> <li>Please note: Trays and runners are sold separately.</li> <li>Dimensions: H725 x W370 x D420mm</li> </ul> <p> </p> <p> </p> | 210 | EA | FVRATE20 | 1
Mathematics | B8R05201 | Foam Insert For Calculators | <p>Foam inserts are a useful organisational accessory particularly for storing delicate equipment such as glassware. They are cut to fit a shallow F1 tray or deep F2 tray and can be used to store up to 30 calculators. There is also the option for a customisable foam insert for those irregular-shaped, delicate objects. The foam inserts are ideal for when these objects need to be carried around a learning space without getting broken or to immediately visually identify when one is missing.</p> | 12.99 | EA | FVRATE20 | 1
Lab Equipment | B8R05204 | Custom Shaped Foam Insert | <p>Make your own foam insert! This clever foam insert has squares scored into it - so you just need to pop out some foam to make exactly the shape of insert you need. So whatever irregular shaped items you need to store safely, all you need to do is make a custom shape in the insert and it can be tidied away safely and securely.&nbsp;</p> <ul> <li>Make your own foam insert!</li> <li>Has squares scored into it - so you just need to pop out some foam to make exactly the shape of insert you need.</li> <li>Create any irregular shaped items you need to store safely.</li> <li>5 Year Warranty.</li> </ul> | 10.05 | EA | FVRATE20 | 1
Lab Equipment | B8R05213 | Adam Compact Balance 500X0.1g | <p>The Adam CB Compact Balance range is ideal for simple classroom or laboratory weighing.&nbsp;Simple operation and easy to clean. They are battery powered (2 x AA batteries included) making them useable out in the field.</p> <ul> <li>3 weighing units (g, lb, oz)</li> <li>A compact portable scale which is ideally suited for a variety of uses and applications</li> <li>Small and easy to use</li> <li>Bright green, backlit LCD display shows clear results</li> <li>Simple to use keyboard</li> <li>Grade 304 stainless steel removeable top pan for easy cleaning</li> <li>Simple keypad for users of all ages</li> <li>Durable enough for the classroom, and covered by a 2-year warranty<strong> </strong></li> <li>Batteries included</li> </ul> | 45.69 | EA | FVRATE20 | 1
Lab Equipment | B8R05214 | Adam CompactBalance 1000X0.1g | <p>The Adam CB Compact Balance range is ideal for simple classroom or laboratory weighing. Simple operation and easy to clean. They are battery powered (2 x AA batteries included) making them useable out in the field.</p> <ul> <li>3 weighing units (g, lb, oz)</li> <li>A compact portable scale which is ideally suited for a variety of uses and applications</li> <li>Small and easy to use</li> <li>Bright green, backlit LCD display shows clear results</li> <li>Simple to use keyboard</li> <li>Grade 304 stainless steel removeable top pan for easy cleaning</li> <li>Simple keypad for users of all ages</li> <li>Durable enough for the classroom, and covered by a 2-year warranty<strong> </strong></li> <li>Batteries included</li> </ul> | 62.95 | EA | FVRATE20 | 1
Chemistry | B8R05224 | Jointed Glassware Set | <p>Borosilicate glass set with ground glass joints, ideal for preparative chemistry up to A Level. This set enables a number of preparations to be carried out on a 30g scale.</p> <p>Set consists of:</p> <ul> <li>Still head, socket 14/23, cone 14/23</li> <li>Condenser, socket 14/23, cone 14/23</li> <li>Receiver adaptor, plain bends, long, socket 14/23, cone 14/23</li> <li>Thermometer pocket, socket 14/23, cone 14/23</li> <li>Dropping funnel, socket 14/23, cone 14/23</li> <li>Stopper, 14/23</li> <li>Tubes/air inlets, straight with cone 14/23</li> <li>Thermometer -10 to 250&deg;C</li> </ul> | 109.79 | EA | FVRATE20 | 1
Lab Equipment | B8R05225 | Flexible Desk Lamp | <p>A versatile desk lamp ideal for many uses.</p> <ul> <li>Flexible neck</li> <li>Metal and plastic construction</li> <li>Integral on/off switch</li> <li>Height: 310mm approx.</li> <li>Bulb: 35w&nbsp; max. Halogen Candle or 9w Energy Saver (bulb not included)</li> </ul> | 17.25 | EA | FVRATE20 | 1
Chemistry | B8R05246 | Carbon Nanotube Model Kit | <p>Carbon nanotubes are currently one of the most intensively studied nanomaterials with their unique molecular structure resulting in several potential exciting applications in current day nanoscience. </p> <p>The Carbon Nanotube Model Kit allows you to construct a graphene sheet, carbon nanotube, carbon 60 (buckyball) and related structures with up to 260 carbon atoms. </p> <p>Instructions are included to show you how the carbon atoms can be arranged to illustrate the different symmetries of carbon rings in the nanotube to create the chair, zigzag and chiral structures. </p> <p>The kit uses the Minit molecular building system, a high quality and sturdy system, perfect for illustrating detailed structures. The smaller scale and handy pocket-sized student set make it highly suitable for individual use and study. </p> <p>Contains: 260 Atoms and 2cm Bonds </p> <p>Constructed Length: 50cm </p> <p> </p> <p> </p> <p> </p> | 32.05 | EA | FVRATE20 | 1
Chemistry | B8R05255 | Magenta Photochromic Pigment 3g | <p>These pigments normally have a pale, off-white appearance but in sunlight or UV light they change to a bright, vivid colour. The pigments revert to their pale colour when away from sunlight or UV light. If the pigment is mixed with a binder, such as an acrylic base, it can be permanently applied to almost any surface. The more dilute the pigment, the less dramatic the colour change. The mixing proportions are a matter of trial and error, but a 50:50 mix is a good starting point. The practical applications of the pigment are almost limitless.</p> <p>The active photochromic dye is contained in micron-size microcapsules dispersed in water to make up the pigment, which has the consistency of thick cream.</p> <ul> <li>Uses range from UV warning systems to 'smart graphics' in publications and packaging and garment design.</li> <li>Methods of application include brush painting, block printing, stencilling, screen printing etc.</li> </ul> <p>3g supplied in a plastic syringe.</p> | 3.45 | EA | FVRATE20 | 1
Chemistry | B8R05256 | Orange Photochromic Pigment 3g | <p>These pigments normally have a pale, off-white appearance but in sunlight or UV light they change to a bright, vivid colour. The pigments revert to their pale colour when away from sunlight or UV light. If the pigment is mixed with a binder, such as an acrylic base, it can be permanently applied to almost any surface. The more dilute the pigment, the less dramatic the colour change. The mixing proportions are a matter of trial and error, but a 50:50 mix is a good starting point. The practical applications of the pigment are almost limitless.</p> <p>The active photochromic dye is contained in micron-size microcapsules dispersed in water to make up the pigment, which has the consistency of thick cream.</p> <ul> <li>Uses range from UV warning systems to 'smart graphics' in publications and packaging and garment design.</li> <li>Methods of application include brush painting, block printing, stencilling, screen printing etc.</li> </ul> <p>3g supplied in a plastic syringe.</p> | 3.65 | EA | FVRATE20 | 1
Chemistry | B8R05258 | Chameleon Nano-flakes 5g | <p>This material consists of nano-size silicon flakes each covered with a titanium compound. The flakes possess amazing light scattering properties if mixed with clear varnishes or polymers. An object thus coated will change colour completely according to the viewing angle. The material can be mixed into practically any clear medium to produce optical 'fireworks' and colour changing characteristics.</p> <ul> <li>5g (approx. 20ml) supplied in a clear plastic container</li> <li>Colour shift: red to green</li> </ul> <p>Please note: this small quantity covers a huge area as a surface finish or fills large volumes if embedded in clear resin etc.</p> | 7.45 | EA | FVRATE20 | 1
Chemistry | B8R05262 | Electrolycra Strip 100mmx1450mm | <p>This material looks and feels like ordinary Lycra but is highly conductive. It can be cut into narrow strips to form conducting 'wires' or can be used as a soft compliant substitute for metal and foil in switches and sensors. Amazingly, its conductivity depends how tightly it is stretched so if you pull it, the resistance increases (and drops again when stretched very tightly). In a thin strip, the material also warms up when current is passed thus provides the basis of a heated garment or product such as a hat or gloves.</p> <p>Application tips: Cut out a 25mm wide x 300mm long strip and experiment with simple circuits using crocodile clip leads to get a feel for it's practical applications. If you connect this strip to a 6V battery you will be able to feel an appreciable warming effect. Do not touch the wire directly!</p> <ul> <li>Supplied as 1 x 100 x 1450mm strip.</li> <li>Resistance = 5&Omega; per 100mm, increasing to 20&Omega; when stretched to 150mm in one axis but dropping to 2.5&Omega; when stretched at 90&deg; to this.</li> </ul> <p>(BEK and leads not included).</p> | 40.25 | EA | FVRATE20 | 1
Chemistry | B8R05263 | Hydrogel 500g Bag | <p>This completely non-toxic granular powder absorbs up to 500 times its own weight in water and is the 'secret' ingredient used in applications ranging from babies nappies to perpetual growing plants. When exposed to water, the powder transforms into a gel which holds the water for an extended period.</p> <p>Place a small pile of Hydrogel in the centre of a Petri-dish and add drops of water from a syringe or pipette. The Hydrogel will swell until it can absorb no more water. This can be a simple quantitative experiment by weighing before and after water absorption.</p> <p>This grade of Hydrogel can also be used in the lab or prep-room to assist the growth of small plants, especially over weekends. The amount added to the soil or growing medium needs to be determined by trial and error.</p> <ul> <li>Supplied in a 500g bag.</li> </ul> | 14.15 | EA | FVRATE20 | 1
Chemistry | B8R05264 | Niti Memory Wire0.50mm Diax1m | <p>This nickel/titanium (NiTi) alloy initially 'remembers' that it should be straight. If it is bent into a different shape and then dropped in very hot water (90°C), it springs back to its original straight condition. It will repeat this behaviour any number of times. The wire can also be heat treated to remember different shapes. It simply has to be held in the desired shape and then heated to 500°C in a small oven for a few minutes. This means that pupils can now get involved in creating smart springs and other components that a few years ago would have challenged front line researchers. </p> <p>Size: 0.50mm diameter x 1m length. </p> | 10.15 | EA | FVRATE20 | 1
Mathematics | B8R05265 | Pupil Sand Timers Pk20 | <p>Colour-coordinated pupil sand timers in a storage box. 4 each of 30 seconds, 1 minute, 3 minutes, 5 minutes and 10 minutes.</p> <p>Height: 90mm.</p> <p>Pack of 20</p> | 29.99 | P20 | FVRATE20 | 1
Mathematics | B8R05266 | Set of Masses Pk9 | <p>A Set of Masses is high value resource for every year of the curriculum.</p> <p>This set of steel and brass masses in a strong storage tray allows children to weigh any item from 10g to 1990g by 10g divisions.</p> <p>Contents: 1 x 1kg, 1 x 500g, 1 x 200g, 2 x 100g, 1 x 50g, 1 x 20g and 2 x 10g masses.</p> | 33.49 | PK | FVRATE20 | 1
Physics | B8R05267 | Owon Oscilloscope | <p>The OWON SDS5032E-V is a great value-for-money dual-channel oscilloscope (30 MHz) with a maximum real-time sample rate of 125 MSa/s per channel (250 MSa/s interleaved), a memory depth of 10 KB and a large 8-inch colour LCD.</p> <p>It is ideal for production tests, field service, research, design and all other applications involving analogue/digital circuit tests and troubleshooting, as well as education and training. It even includes maths functions: Add, Subtract, Multiply, Division and FFT</p> <ul> <li>30MHz bandwidth</li> <li>250mS/s per channel</li> <li>=5.8ns rise time</li> <li>8 inch colour TFT LCD display</li> <li>Dual channel with external trigger</li> <li>Normal sample, peak detect and average sampling mode</li> <li>Record length: Max. 10,000 points per channel</li> <li>Sampling range: 5S/s~250mS/s for single channel and 1S/s-125Ms/s for 2 channels</li> <li>Horizontal scale: 4n/s div to 100n/s div in steps by 1-2-5</li> <li>Vertical sensitivity 5mV ~10V/div</li> <li>DC gain accuracy &plusmn;3%</li> <li>Max input voltage 400V (PK - PK)(DC+AC PK-PK)</li> <li>Input Impedance 1MO&plusmn;2% in parallel with 20pF&plusmn;5F</li> <li>Input Coupling: AC DC GND</li> <li>Trigger Mode: Edge video with holdoff function</li> <li>Vertical Resolution: 8 Bits</li> <li>Sampling Rate: &plusmn;100ppm</li> <li>Interval Accuracy: Single &plusmn;(1 interval time + 100 ppm x reading + 0.6ns) Average 16: &plusmn;(1 interval time +100ppm x reading +0.4ns)</li> <li>Waveform Storage: 15 waveforms</li> <li>Automatic Measurement: Peak-to-peak, Average, RMS, Frequency, cycle, Vmax, Vmin, Vtop, Vamp, Overshoot, Preshoot, Rise time, Fall Time</li> <li>USB interface</li> <li>Dimensions: (W)348mm x (H)170mm x (D)78mm</li> <li>Weight: 1.5kg</li> </ul> | 309.95 | EA | FVRATE20 | 1
Site Maintenance | B8R05269 | Fire Blanket 1.2 X 1.2m | <p>A Fire Blanket is an absolute essential in most fire safety strategies! A single piece design for long lasting service. </p> <ul> <li>1.2 x 1.2m</li> <li>Moulded keyhole for added strength when hanging</li> <li>Aesthetically pleasing design</li> <li>Hinged lid for easy extraction</li> <li>Kitemark certified to BSEN 1869:1997</li> </ul> | 28.89 | EA | FVRATE20 | 1
Site Maintenance | B8R05271 | Eye Emergency Signs - 200 X 150mm Pvc | <ul> <li>Clear location signs allows easy recognition of the designated eye wash stations</li> <li>PVC</li> <li>200 x 150mm</li> </ul> | 8.09 | EA | FVRATE20 | 1
Protective Workwear | B8R05275 | Blu P/F Nitrile Glove Sml P200 | <ul> <li>Developed to give combined sensitivity and strength</li> <li>Approved for use by the food industry</li> <li>Powder free</li> <li>Latex free</li> <li>Nitrile Disposable Gloves</li> <li>Small</li> <li>Colour: blue</li> <li>Pack 200</li> <li>Please note: Due to global demand, the price of this product may change</li> </ul> | 9.59 | BOX | FVRATE20 | 1
Protective Workwear | B8R05276 | Blu P/F Nitrile Glove Med P200 | <p>Experience the perfect blend of sensitivity and strength with our Medium Blue Nitrile Powder Free Disposable Gloves. Ideal for educational environments, these gloves ensure safety and hygiene without compromising on comfort.</p> <ul> <li><strong>Food Industry Approved:</strong>&nbsp;Designed for secure use in food handling and preparation.</li> <li><strong>Allergy-Sensitive:</strong>&nbsp;Latex-free to prevent allergic reactions, suitable for everyone on your team.</li> <li><strong>Comfort and Fit:</strong>&nbsp;Medium size offering a snug fit for ease of use and dexterity.</li> <li><strong>Hygienic Material:</strong>&nbsp;Blue nitrile is easy to spot during cleanliness checks, reducing the risk of cross-contamination.</li> <li><strong>Packed for Convenience:</strong>&nbsp;Supplied in packs of 200, ensuring you have an abundant supply when needed.</li> </ul> | 9.59 | BOX | FVRATE20 | 1
Protective Workwear | B8R05277 | Blu P/F Nitrile Glove Lrg P200 | <p>Ensure optimal hygiene and protection with our Polyco Large Blue Powder Free Nitrile Disposable Gloves, expertly designed for educational settings and the food industry. These gloves are crafted to provide an outstanding blend of sensitivity and strength, making them perfect for various tasks in schools and nurseries.</p> <ul> <li><strong>Food Industry Approved:</strong>&nbsp;Certified for safe use in food preparation areas, ensuring compliance with hygiene standards.</li> <li><strong>Nitrile Material:</strong>&nbsp;Made from durable nitrile rubber, offering superior resistance to punctures and chemicals, and ensuring long-lasting performance.</li> <li><strong>Powder-Free and Latex-Free:</strong>&nbsp;Ideal for reducing the risk of allergic reactions and contamination, these gloves are suitable for individuals with latex allergies.</li> <li><strong>Large Size:</strong>&nbsp;Designed for a comfortable fit, catering to a wide range of hand sizes commonly found in educational staff.</li> <li><strong>Pack of 200:</strong>&nbsp;Economical and convenient, providing ample supply for busy school environments and larger professional kitchens.</li> <li><strong>Blue Colour:</strong>&nbsp;Highly visible, aiding in quick identification to prevent cross-contamination.</li> </ul> | 9.59 | BOX | FVRATE20 | 1
Mathematics | B8R05280 | 1m White Ruler | <p>This 100cm ruler features Metric and imperial measurements.</p> <p>Shatter resistant.</p> | 4.99 | EA | FVRATE20 | 1
Geography | B8R05334 | Playcloth Map World 1400x980mm | <p>Map is printed on cotton with PVC dry-wipe surface. Country boundaries shown in black.</p> <p>Size: 140 cm x 98 cm.</p> | 23.49 | EA | FVRATE20 | 1
Lab Equipment | B8R05356 | Safety Spectacle Hanger | <p>Sturdy fabric hanger with pockets for up to 20 pairs of safety spectacles or goggles.</p> <p>Can be hung on a wall or the back of a door. Ideal for inside a science lab or even prep room.</p> <p>Apparently, it is 140 x 53cm</p> | 19.89 | EA | FVRATE20 | 1
Chemistry | B8R05358 | Dry Ice | <p>Dry ice is vital for many activities and great fun when used safely.</p> <ul> <li>Always ensure a responsible adult is in charge and never allow the use of dry ice unsupervised</li> <li>Always handle dry ice with protective gloves or use a scoop</li> <li>Always use in a well ventilated area</li> <li>Always keep dry ice in the polystyrene box supplied</li> <li>Always replace the lid after use</li> <li>Store dry in a cool place out of direct sunlight</li> <li>Do not open until you are ready to use.</li> <li>Do not place in any airtight containers; dry ice sublimates quickly and will rapidly build up pressure</li> </ul> <p>Supplied as 9mm food grade, dry ice pellets, shipped in polystyrene containers (10kg filled weight).</p> <p>Sufficient dry ice for experiments over 2 days. Delivery: Delivered Tuesday to Friday.</p> <p><strong>Important: When ordering please specify the day you require the ice delivered. Please note, pre-12 delivery request come with a delivery charge.</strong></p> <p>To create the perfect fog effect add hot water to dry ice in the ratio 1 litre to 200g of ice. The fog can be a small table top effect or something to wow an assembly - just scale up. The white fog created is an aerosol of tiny droplets of water that refracts the light and this is why it's white - just like a real cloud! Add flavoured squash to create a fruit cloud.</p> <p>The instructions within the Hardware pack show how to make soap bubbles, metal scream, learn about fire extinguishers, hovercrafts, vortex rings and Newtons third law applied to plastic bottle rockets.</p> <p><strong>Due to the characteristics of this product, delivery outside the UK Mainland is restricted. Please ring for details.&nbsp;</strong></p> | 63.09 | KIT | FVRATE20 | 1
Chemistry | B8R05360 | Dry Ice Pourer | <p>Chillistick have developed a unique dry ice storage system that allows you to keep small amounts of dry ice to hand. The Ice Pourer is a stainless steel canister with amazing insulation properties - it can hold dry ice for over three days! The ice pourer holds around 900g of dry ice. It is a fantastic way of having dry ice on hand and ensures dry ice can be poured without the need to touch the ice with your hand.</p> <ul> <li>Can be stored in a fridge.</li> </ul> <p>Dry ice sold separately (B8R05358).</p> <p><strong>Please note, pre-12 delivery request come with a delivery charge.</strong></p> | 81.55 | KIT | FVRATE20 | 1
Biology | B8R05366 | Forensic Chemistry Document Analysis | <p>Document Analysis Class Kit which provides an introduction to Forensic Chemistry.</p> <p><strong>Scenario</strong>: The school library's computers have been stolen. Left behind was a ransom note demanding money.</p> <p>Students can help to solve the crime using thin-layer chromatography to separate the ink on the ransom note and the ink found in markers tied to possible suspects. It may be possible to provide evidence as to whether or not the ransom note could have been written with a particular marker.</p> <p>Kit contains enough material for 15 groups. Teacher's Manual and Student Study Guide copy masters are included.</p> <p>Kit includes:</p> <ul> <li>3 felt tip markers</li> <li>15 x 30ml chromatography solvent UN1170</li> <li>15 silica gel chromatography sheets</li> <li>Capillary tubes</li> <li>Teacher's Manual</li> <li>Student Guide master copies</li> </ul> <p><strong>* Please Note: The tests included with this kit are suitable for use in schools.&nbsp; They are not suitable for diagnostic or commercial use*</strong></p> | 131.19 | EA | FVRATE20 | 1
Glassware, Plastics & Ceramics | B8R05373 | Semi Micro Test Tube Brush | <p>Semi-Micro test tube brush for test tubes 6-10mm in diameter </p> <ul> <li>Total length: 175mm</li> <li>Length of fibre section: 70mm</li> <li>Diameter: 10mm</li> </ul> | 1.19 | EA | FVRATE20 | 1
Glassware, Plastics & Ceramics | B8R05374 | Fan Bristle Test Tube Brush | <p>Test tube brush with fan-shaped end on a stainless steel wire handle. </p> <ul> <li>Brush Length: 90mm</li> <li>Diameter: 29mm</li> <li>Total length: 230mm</li> </ul> | 1.19 | EA | FVRATE20 | 1
Glassware, Plastics & Ceramics | B8R05375 | Nylon Test Tube Brush - Fan Shaped | <p>Nylon test tube brush with fan-shaped end on a stainless steel wire handle. </p> <ul> <li>Brush Length: 90mm</li> <li>Diameter: 29mm</li> <li>Total length: 230mm</li> </ul> | 1.29 | EA | FVRATE20 | 1
Glassware, Plastics & Ceramics | B8R05376 | Nylon Test Tube Brush 24to13mm | <p>Nylon test tube brush with cotton yarn tip on a stainless steel wire handle with tapered head. For tubes of 12-16mm diameter. </p> | 1.69 | EA | FVRATE20 | 1
Glassware, Plastics & Ceramics | B8R05377 | Nylon Test Tube Brush 35to25mm | <p>Nylon boiling tube brush with cotton yarn tip on a stainless steel wire handle with tapered head. </p> <ul> <li>Suitable for tubes of 16-25mm diameter.</li> </ul> | 1.85 | EA | FVRATE20 | 1
Glassware, Plastics & Ceramics | B8R05378 | Beaker Brush | <p>Beaker brush with 400mm long stainless steel wire handle. Curved brush for ease of cleaning the bottoms of beakers.</p> <ul> <li>Brush Dimensions: 150mm x 85mm</li> </ul> | 2.95 | EA | FVRATE20 | 1
Glassware, Plastics & Ceramics | B8R05379 | Burette Brush | <p>Burette brush consisting of bristles on stainless steel wire handle. For cleaning burettes of up to 50ml capacity.</p> <ul> <li>Head Diameter: 19mm</li> <li>Length: 760mm</li> </ul> | 3.75 | EA | FVRATE20 | 1
Glassware, Plastics & Ceramics | B8R05381 | Pipette Brush With Nylon Head | <p>Pipette brush for pipettes and tubes from 8-12mm diameter. </p> <ul> <li>Nylon head size: 125 x 10mm</li> <li>Overall length: 650mm</li> </ul> | 3.45 | EA | FVRATE20 | 1
Glassware, Plastics & Ceramics | B8R05382 | Cylinder Brush - Bristle | <p>Cylinder brush with fan-shaped end on stainless steel wire handle. Suitable for Erlenmeyer flasks, cylinders and beakers.</p> <ul> <li>Total length: 360mm</li> <li>Brush length: 120mm</li> <li>Brush diameter: 50mm</li> </ul> <p>Also available in Nylon (B8R05383).</p> | 3.75 | EA | FVRATE20 | 1
Primary Science | B8R05386 | Erupting Volcano Model | <p>There's nothing like an erupting volcano to get children fired up about science!</p> <p>Learning Resources Erupting Volcano Model.</p> <p>Primary learners can get hands-on with early science experiments with this large erupting volcano!</p> <p>This comprehensive model splits in half to demonstrate a detailed cross-section on one side and a labelled diagram on the other, ideal for building and assessing children&rsquo;s knowledge.</p> <p>Set includes an easy-to-make recipe for lava!</p> <p>Clear plastic tray and removable inner tube make this erupting volcano model easy to clean up.</p> <p>Measures 28cm W x 33cm H. Includes teachers guide.</p> <p>Plastic tray measures 33cm D.</p> <p>Suitable for ages 6+.</p> | 42.99 | EA | FVRATE20 | 1
Site Maintenance | B8R05400 | Varta Zinc Battery AAA R03 P4 | <ul> <li>1.5V zinc battery</li> <li>AAA</li> <li>R03</li> <li>Pack of 4</li> </ul> | 1.99 | P 4 | FVRATE20 | 1
Pencils | B8R05401 | C M Pencil Hb Eraser Pk144 | <p>New and Improved. The Classmates Stripe&trade; offers exceptional value for money. Quality robust pencils to rival the best selling HB pencil on the market. Hexagonal shaft of 8mm diameter. Eraser tipped. Can be used for handwriting, drawing, sketching and for general classroom or office use. Grade HB. Pack of 144.</p> <p>In our independent testing, the CLASSMATES HB pencils vs other brands came first in 2 out of the 3 tests including strength at the midpoint of the pencil which is where a pencil would normally snap. With further testing, the CLASSMATES HB pencils vs other brands scored joint first on core centralisation which is essential when sharpening the pencil for use.*Independent testing carried out in June 2023.</p> | 13.49 | PHO | FVRATE20 | 1
Glues & Adhesives | B8R05402 | Pritt Stick 22gm Pack Of 24 | <p>Everything you can imagine! Get ready for unlimited creativity &ndash; with the long-lasting &amp; child-friendly Pritt Stick!</p> <p>Let your children grow through creativity by getting hands-on with arts and crafts. The new Pritt formula is made of 97% natural ingredients whilst keeping previous claims, such as child-friendly, high efficiency and low paper wrinkling.&nbsp;Its packaging is made from up to 65% recyclable plastic and it also is 100% recyclable, making it more environmentally friendly and sustainable than ever before!</p> <p>Accidently rubbed it on clothing? Not to worry - it can be easily washed at 20&deg;C!</p> <p>With strong and long-lasting hold, the Pritt glue is easy to apply and results in fewer lumps/wrinkles on paper thanks to the low-water formulation. With a range of sizes, the Pritt stick is ideal for gluing either paper into school notebooks or big and challenging craft projects.</p> <p>This is also the ideal addition to your office supplies for use by those of any age!</p> | 34.99 | P24 | FVRATE20 | 1
Tape & Tack | B8R05404 | Blu Tack Original 120g | <p>The BOSTIK Blu Tack Blue Original is an essential tool for any educational environment, known for its clean, safe, and easy-to-use properties. This versatile adhesive tack serves as an excellent alternative to traditional methods like drawing pins and sticky tapes. It's perfect for displaying students' artwork, posters, educational cards, and decorative materials in classrooms or learning spaces. Additionally, Blu Tack proves invaluable in art and construction projects for securing model parts during assembly or painting.</p> <ul> <li>Ideal replacement for sticky tape and drawing pins, reducing damage to surfaces.</li> <li>Offers over a thousand practical uses, making it a staple item both in classrooms and at home.</li> <li>Ensures a tidy and safe environment, especially important in education settings.</li> <li>Proudly made in Britain for over 50 years, reflecting trusted quality and reliability.</li> <li>Complies with UKCA and CE standards, ensuring it meets safety and quality requirements.</li> <li>Each pack contains 120g of Blu Tack, available as a cost-effective pack of 12, perfect for stocking up in bulk.</li> </ul> | 12.99 | P12 | FVRATE20 | 1
Tape & Tack | B8R05405 | Blu Tack Original 60g | <p>Clean and safe, easy to use with 1000s of uses. Blu Tack provides an alternative to drawing pins and sticky tapes and can be used for holding up posters, cards, paintings, decorations and much more. Can also be used for holding down model parts during construction or painting.</p> <ul> <li>An ideal alternative to sticky tape and drawing pins</li> <li>Over a thousand uses</li> <li>Clean, safe and easy to use</li> <li>Made in Britain for over 50 years</li> <li>UKCA and CE approved</li> <li>60g</li> <li>Pack of 12</li> </ul> | 12.99 | P12 | FVRATE20 | 1
Biology | B8R05406 | L Shaped Spreaders | <p>Sterile plastic L-Shaped spreaders for preparing lawn and spread cultures on agar plates. </p> <p>One sterile Peel Pouches of 25 spreaders (not individually wrapped) </p> <ul> <li>Pack of 25</li> </ul> | 1.39 | P25 | FVRATE20 | 1
Physics | B8R05407 | Set Of 6 Colour Filters | <p>Set of 6 standard colour filters.</p> <ul> <li>Orange</li> <li>Marius Red</li> <li>Primary Green</li> <li>Tokyo Blue</li> <li>QFD Blue</li> <li>Violet</li> </ul> | 107.65 | P 6 | FVRATE20 | 1
Physics | B8R05408 | Narrow Band Filters Set Of 3 | <p>Pack of 3 Narrow Band Filters, recommended for A-level experiments including Planck's Constant. </p> <p>The filters include: </p> <ul> <li>Mercury Green: 546nm (510-570nm)</li> <li>Mercury Blue: 436nm (430-450nm)</li> <li>Mercury Yellow: 578nm (570nm+)</li> </ul> | 52.3 | P 3 | FVRATE20 | 1
Site Maintenance | B8R05409 | Varta Zinc Battery AA R6 P4 | <ul> <li>1.5v zinc carbon battery</li> <li>AA</li> <li>R6</li> <li>Pack of 4</li> </ul> | 1.99 | P 4 | FVRATE20 | 1
Site Maintenance | B8R05410 | Varta Zinc Battery 9V PP3 | <ul> <li>9V zinc battery</li> <li>PP3</li> <li>Each</li> </ul> | 2.99 | EA | FVRATE20 | 1
Site Maintenance | B8R05411 | Varta Zinc Battery C R14 P2 | <ul> <li>1.5v zinc battery</li> <li>Size C</li> <li>R14</li> <li>Pack of 2</li> </ul> | 1.99 | P 2 | FVRATE20 | 1
Site Maintenance | B8R05412 | Varta Zinc Battery D R20 P2 | <ul> <li>1.5V zinc battery</li> <li>Size D</li> <li>R20</li> <li>Pack of 2</li> </ul> | 2.99 | P 2 | FVRATE20 | 1
Biology | B8R05417 | Human Skull 3 Part | <p>A detailed reproduction of a life size human skull with all structural details. The skullcap is removable to show the internal structure of the skull. The mandible is articulated and removable. All of the joints, sutures, fissures, foramina and processes are accurately portrayed.</p> <ul> <li>Dimensions: 220mm x 140mm x 160mm</li> <li>Weight: 950g approx.</li> </ul> | 51.05 | EA | FVRATE20 | 1
Lab Equipment | B8R05511 | MK Lab Balance 620g x 0.01g | <p>The high precision, low cost MK Lab portable balances are designed to be easy to use with intuitive functions. The balances have a back-lit display and are of a modern compact design with built-in spirit level and levelling feet.</p> <ul> <li>3 weighing units (g, oz, Newtons)</li> <li>Can be stacked for storage and transportation</li> <li>Dual tare keys</li> <li>Overload protection</li> <li>ABS case with adjustable feet</li> <li>Auto power off</li> <li>Parts Counting</li> <li>Lock down mounting slot</li> <li>Capacity Tracker</li> <li>% Weighing</li> <li>Mains power adapter with optional AA batteries</li> <li>Power Supply: 100VAC-250VAC</li> </ul> | 107.65 | EA | FVRATE20 | 1
Lab Equipment | B8R05516 | 0.1 Grad. Partial Imm. Thermo | <p>Partial Immersion LO-Tox Laboratory Thermometer</p> <p>-1&deg;C to +51&deg;C (L)405mm&nbsp;</p> <p>LO-tox&trade; is an organic filling specially chosen to achieve a wide temperature span and provide the lowest practical levels of hazard. The quality and legibility make these an ideal substitute for mercury thermometers. Fitted with Brannan non roll end cap which has a ring to allow the thermometer to be suspended.</p> <p><strong>Specification:</strong></p> <ul> <li><strong>Range (&deg;C):</strong> -1&deg;C to +51&deg;C<strong></strong></li> <li><strong>Division:</strong> 0.1&deg;C</li> <li><strong>Length:</strong> 405mm<strong></strong></li> <li><strong>Diameter:&nbsp;</strong>6.5mm</li> <li><strong>Filling</strong>: Blue Spirit<strong></strong></li> <li><strong>Immersion:</strong> Partial, Immersion is 76mm<strong><strong></strong></strong></li> <li><strong>Accuracy</strong>: +/-1.0&deg;C at 35&deg;C<strong><strong><strong></strong></strong></strong></li> <li><strong>Product Material:</strong> Glass Tube: Kerosene filled</li> </ul> | 14.29 | EA | FVRATE20 | 1
Lab Equipment | B8R05517 | 0.1 Grad. Total Imm. Thermo | <p>Total Immersion LO-Tox Blue Spirit Filled Laboratory Thermometer</p> <p>-1&deg;C to +51&deg;C 405mm&nbsp;</p> <p>LO-tox&trade; is an organic filling specially chosen to achieve a wide temperature span and provide the lowest practical levels of hazard. The quality and legibility make these an ideal substitute for mercury thermometers. Fitted with Brannan non roll end cap which has a ring to allow the thermometer to be suspended.</p> <ul> <li><strong>Range (&deg;C):</strong> -1 to +51&deg;C<strong></strong></li> <li><strong>Division:</strong> 0.1&deg;C</li> <li><strong>Length:</strong> 405mm<strong></strong></li> <li><strong>Filling</strong>: Blue Spirit<strong></strong></li> <li><strong>Immersion:</strong> Total Immersion<strong><strong></strong></strong></li> <li><strong>Accuracy</strong>: +/-0.5&deg;C @ 35&deg;C<strong><strong><strong></strong></strong></strong></li> <li><strong>Product Material:</strong> Glass Tube: Kerosene filled</li> </ul> | 14.29 | EA | FVRATE20 | 1
Lab Equipment | B8R05518 | 0.2 Grad. Partial Imm. Thermo | <p>Partial Immersion LO-Tox Blue Spirit Filled Laboratory Thermometer</p> <p>-1&deg;C to +101&deg;C (L)405mm</p> <p>LO-tox&trade; is an organic filling specially chosen to achieve a wide temperature span and provide the lowest practical levels of hazard. The quality and legibility make these an ideal substitute for mercury thermometers. Fitted with Brannan non roll end cap which has a ring to allow the thermometer to be suspended.</p> <ul> <li><strong>Range &deg;C:</strong> -1&deg;C to +101&deg;C<strong></strong></li> <li><strong>Division:</strong> 0.2&deg;C</li> <li><strong>Length:</strong> 405mm<strong></strong></li> <li><strong>Diameter: </strong>6.5mm</li> <li><strong>Filling</strong>: Blue Spirit<strong></strong></li> <li><strong>Immersion:</strong> Partial, Immersion is 76mm<strong><strong></strong></strong></li> <li><strong>Accuracy</strong>: +/-1.0&deg;C at 35&deg;C<strong><strong><strong></strong></strong></strong></li> <li><strong>Product Material:</strong> Glass Tube: Kerosene filled</li> </ul> | 13.79 | EA | FVRATE20 | 1
Lab Equipment | B8R05519 | 0.2 Grad. Total Imm. Thermo | <p>Total Immersion LO-Tox Blue Spirit Filled Laboratory Thermometer</p> <p>-1&deg;C to +101&deg;C (L)405mm&nbsp;</p> <p>LO-tox&trade; is an organic filling specially chosen to achieve a wide temperature span and provide the lowest practical levels of hazard. The quality and legibility make these an ideal substitute for mercury thermometers. Fitted with Brannan non roll end cap which has a ring to allow the thermometer to be suspended.</p> <ul> <li><strong>Range (&deg;C):</strong> -1&deg;C to +101&deg;C<strong></strong></li> <li><strong>Division:</strong> 0.2&deg;C</li> <li><strong>Length:</strong> 405mm<strong></strong></li> <li><strong>Filling</strong>: Blue Spirit<strong></strong></li> <li><strong>Immersion:</strong> Total Immersion<strong><strong></strong></strong></li> <li><strong>Accuracy</strong>: +/-0.5&deg;C at 35&deg;C<strong><strong><strong></strong></strong></strong></li> <li><strong>Product Material:</strong> Glass Tube: Kerosene filled</li> </ul> | 14.29 | EA | FVRATE20 | 1
Scissors | B8R05532 | Soft Grip All Purpose Scissors LH | <p>New and improved! Stainless steel blades with Classmates colour co-ordinated comfort grip handles. Overall length of 24.2cm.</p> | 5.49 | EA | FVRATE20 | 1
Physics | B8R05543 | Plug-in Elec Cost Monitor | <p>Use the meter to monitor and measure the energy usage of any 13 amp rated electrical appliance. Plug the meter in to a powered mains socket and then plug the appliance you want to monitor into it. It also calculates the cost of electricity used and assesses the carbon footprint.</p> <ul> <li>Voltage Rating: 240V ac 50Hz</li> <li>Current rating: 13A</li> <li>Maximum load: 3120W</li> <li>Power Consumption: 0.5W</li> <li>Metering: Voltage 200 to 276V AC,. +/-1.5%</li> <li>Frequency range 45 to 65Hz</li> <li>Current range 0.005 to 13A, +/-2%</li> <li>Power range 0.1 to 3120W, +/-2%</li> <li>Power Factor: 0.00 to 1.00</li> <li>Overload power setting and alarm</li> <li>Accumulative electricity usage range</li> </ul> | 22.45 | EA | FVRATE20 | 1
Biology | B8R05544 | B-20R Monocular Microscope LED 400x | <p>The Philip Harris B-20R Monocular LED biological microscope is a high quality microscope, with easy to use controls, making it suitable for all manners of microscope work from basic introductory use at Key Stage 3, to the end of Key Stage 4. The microscope has a WF10X/16mm eyepiece, which can be removed to allow the insertion of an eyepiece reticule or eyepiece micrometer when necessary, and is capable of magnification of up to 400x. The white LED has adjustable brightness and the microscope is rechargeable so that it can be used in practically any situation.</p> <p>Accessories included:</p> <ul> <li>Rechargeable batteries</li> <li>Power supply</li> <li>Dust cover</li> <li>Instruction manual</li> </ul> <p>Accessories available to purchase separately:</p> <ul> <li>Film Reticles (B8R0955)</li> <li>Stage Micrometer (B8R07970)</li> <li>Alcohol-free Antiseptic Wipes - for cleaning eyepieces between use (B8R08715)</li> <li>Lens Cleaning Tissue (PP00052867)</li> <li>Microscope Maintenance Kit (B8R07243)</li> </ul> <p><strong>Technical Specifications:</strong></p> <ul> <li>Total magnification: 40x, 100x, 400x</li> <li>Eyepiece: Wide Field 10x/16mm</li> <li>Head: 360&deg; rotating head, with 45&deg; inclined eyepiece tube</li> <li>Nosepiece: Triple, rotating in both directions with objective click locking system</li> <li>Objectives: Anti-fungal treated, Achromatic 4x, 10x and 40x (telescopic)</li> <li>Stage: Movable, 90mm diameter, 5mm moving range, and slide clips</li> <li>Focussing: Separate coarse and fine focussing knobs with different axis, with focus tension adjustment</li> <li>Illumination: White LED, with brightness control and rechargeable battery</li> <li>Voltage: 220V, 50Hz</li> <li>Dimensions: (H)322mm x (W)140mm x (D)182mm</li> <li>Weight: 1.7kg</li> <li>Age Suitability: 11-16 years</li> </ul> | 175.95 | EA | FVRATE20 | 1
Biology | B8R05547 | M-100FLED Monocular Microscope LED 400x | <p>The Philip Harris M-100FLED Monocular LED microscope is a good, economically priced educational microscope suitable for all manners of microscope work from basic use at Key Stage 3 to Key Stage 4. The microscope has a WF10X/18mm eyepiece, which can be removed to allow the insertion of an eyepiece camera or eyepiece micrometer when necessary, and is capable of magnification of up to 400x. It also has a built-in adjustable intensity 3-LED, which is controlled by way of a dial, and an iris diaphragm condenser.</p> <p>The M-100FLED microscope has the same technical specifications as the now discontinued M-100FL model, with the addition of a built-in 3-LED illuminator with 3 rechargeable batteries. The illuminator can be used for 24 hours continuously without recharging (or for 12 hours with LED at maximum power). Battery charging can be enabled whilst the microscope is in use. The time required for a full recharge is approximately 10 hours.</p> <p>Accessories included:</p> <ul> <li>Power supply</li> <li>Instruction manual</li> <li>Dust cover</li> </ul> <p>Accessories available to purchase separately:</p> <ul> <li>Eyepiece WiFi Cameras (PP00050387 - USB, PP00050388 - Wireless)</li> <li>Eyepiece Micrometer M004 (B8R06422)</li> <li>Replacement Power Supply (B8R06947)</li> <li>Stage Micrometer (B8A76119)</li> <li>Alcohol-free Antiseptic Wipes - for cleaning eyepieces between use (B8R08715)</li> <li>Lens Cleaning Tissue (PP00052867)</li> <li>Microscope Maintenance Kit (B8R07243)</li> </ul> <p><strong>Technical Specification</strong>:</p> <ul> <li>Total magnification: 40x, 100x, 400x</li> <li>Eyepiece: Wide Field 10x/18mm, Tube Inner Diameter: 23mm</li> <li>Head: Monocular, 360&deg; rotating, with 45&deg; inclined eyepiece tube</li> <li>Objectives: Achromatic DIN 4x, 10x, 40x (telescopic)</li> <li>Stage: 120 x 110mm, with sample clips</li> <li>Focussing: Separate coarse and fine control knobs, with limit stop to prevent contact with the specimen</li> <li>Condenser: N.A. 0.65, iris diaphragm and filter holder</li> <li>Illumination: LED, with adjustable intensity and rechargeable batteries</li> <li>Dimensions: (H)370mm x (W)130mm x (D)170mm</li> <li>Weight: 4kg</li> <li>Age Suitability: 11-16 years</li> <li>Battery pack: 3 x AA, 1.2V NiMh, 1000 mAh, replaceable by the user.</li> </ul> | 139.95 | EA | FVRATE20 | 1
Biology | B8R05554 | Optika B-151 Mono Ecovision Microscope | <p>The Optika B-151 Monocular Ecovision LED Microscope is a traditional compound microscope with a modern finish, capable of up to 400x magnification. It is an LED microscope intended for the more demanding user. The removable WF10X/18mm eyepiece, which is secured by a small screw, can be removed to accommodate an eyepiece micrometer or eyepiece camera when necessary. Graduated coaxial coarse and fine focusing mechanism. Illumination is by a 1W X-LED with light intensity control.&nbsp;</p> <p>Accessories included:</p> <ul> <li>Power supply</li> <li>Dust cover</li> <li>Instruction manual</li> </ul> <p>Accessories available separately:</p> <ul> <li>Spare Power lead (B8R06948)</li> <li>Eyepiece WiFi Cameras (PP00050387 - USB, PP00050388 - Wireless)</li> <li>Eyepiece Micrometer M004 (B8R06422)</li> <li>Stage Micrometer (B8A76119)</li> <li>Alcohol-free Antiseptic Wipes - for cleaning eyepieces between use (B8R08715)</li> <li>Lens Cleaning Tissue (PP00052867)</li> <li>Microscope Maintenance Kit (B8R07243)</li> </ul> <p><strong>Technical Specifications:</strong></p> <ul> <li>Total magnification: 40x, 100x, 400x</li> <li>Eyepiece: Wide Field 10x/18mm, secured with a screw</li> <li>Head: Monocular, 360&deg; rotating, with 45&deg; inclined eyepiece tube</li> <li>Nosepiece: Quadruple revolving nosepiece, rotation on ball bearings</li> <li>Objectives: Anti-fungal treated achromatic DIN</li> <li>4x/0.10, W.D. 18mm</li> <li>10x/0.25, W.D. 7mm</li> <li>40x/0.65, W.D. 0.53mm</li> <li>Stage: 130 x 120mm fixed stage, with sample clips</li> <li>Focusing: Coaxial coarse and fine focusing mechanism (graduated 0.01mm) with upper stop. Adjustable tension of coarse focussing knob</li> <li>Condenser: Fixed condenser, N.A. 0.65 pre-centred with Iris Diaphragm</li> <li>Illumination: 1W LED with adjustable intensity</li> <li>LED Details: 1W, 6300K colour temperature, average lifetime approx. 50000h</li> <li>Observation mode: Brightfield</li> <li>Voltage: 240V</li> <li>Dimensions: (H)350mm x (W)170mm x (D)210mm</li> <li>Weight: 4kg</li> </ul> | 209.95 | EA | FVRATE20 | 1
Biology | B8R05555 | Optika B-157 Binoc Microscope LED 600x | <p>The Optika B-157 Binocular microscope is an advanced instrument, capable of up to 600x magnification. It features a binocular head intended for easy viewing for long term, heavy use where comfort is a consideration. The removable WF10X/18mm eyepiece, which is secured by a small screw, can be removed to accommodate an eyepiece micrometer or eyepiece camera when necessary. Coaxial coarse and fine focusing mechanism. Illumination is by a 1W X-LED with light intensity control.</p> <p>Accessories included:</p> <ul> <li>Power supply</li> <li>Dust cover</li> <li>Instruction manual</li> </ul> <p>Accessories available separately:</p> <ul> <li>Spare Power lead (B8R06948)</li> <li>Eyepiece WiFi Cameras (PP00050387 - USB, PP00050388 - Wireless)</li> <li>Eyepiece Micrometer M004 (B8R06422)</li> <li>Stage Micrometer (B8A76119)</li> <li>Alcohol-free Antiseptic Wipes - for cleaning eyepieces between use (B8R08715)</li> <li>Lens Cleaning Tissue (PP00052867)</li> <li>Microscope Maintenance Kit (B8R07243)</li> </ul> <p><strong>Technical Specifications:</strong></p> <ul> <li>Total magnification: 40x, 100x, 400x, 600x</li> <li>Eyepieces: Wide field WF10x/18mm, secured with a screw</li> <li>Head: Binocular, 360&deg; rotating, with 30&deg; inclined eyepiece tube. Diopter adjustment on left eyepiece Interpupillary adjustment 48-75mm</li> <li>Nosepiece: Quadruple revolving nosepiece, rotation on ball bearings</li> <li>Objectives: Anti-fungal treated High Contrast Achromatic (HC) objectives with mechanical tube length 160mm</li> <li>4x/0.10, W.D. 18mm</li> <li>10x/0.25, W.D. 7mm</li> <li>40x/0.65, W.D. 0.53mm</li> <li>60x/0.85, W.D. 0.45mm</li> <li>Stage: Double layer with mechanical sliding stage with specimen holder, 125 x 116mm. X-Y movement range 70 x 30mm. Vernier scale on the two axes, accuracy 0.1mm</li> <li>Focusing: Coaxial coarse and fine focusing mechanism (graduated 0.002mm) with upper stop. Adjustable tension of coarse focussing knob</li> <li>Condenser: Abbe condenser, N.A.1.25 pre-centred, focusable by rotation</li> <li>Illumination: 1W X-LED with adjustable intensity</li> <li>LED Details: 1W, 6300K colour temperature, average life time approx. 50000h</li> <li>Observation Mode: Brightfield</li> <li>Voltage: External power supply 100/240V, 50/60Hz, output 5V D.C. 500mA</li> <li>Dimensions: (H)350mm x (W)170mm x (D)320mm</li> <li>Weight: 4kg</li> <li>Age Suitability: 16-18 Years</li> </ul> | 385.15 | EA | FVRATE20 | 1
Biology | B8R05556 | Optika B-191 Mono Microscope LED 1000x | <p>The Optika B-191 Monocular LED Microscope is an advanced instrument, capable of up to 1000x magnification, with a modern finish and robust, stable build. Perfect for use in examination assessed work and advanced level education. The removeable WF10X/18mm eyepiece, which is secured by a small screw, can be removed to accommodate an eyepiece micrometer or eyepiece camera when necessary. Graduated coaxial coarse and fine focusing mechanism. Illumination is by a 3W X-LED with adjustable intensity.</p> <p>Accessories included:</p> <ul> <li>Power supply</li> <li>Dust cover</li> <li>Instruction manual</li> </ul> <p>Accessories available separately:</p> <ul> <li>Spare Power lead (B8R06947)</li> <li>Eyepiece WiFi Cameras (PP00050387 - USB, PP00050388 - Wireless)</li> <li>Eyepiece Micrometer M004 (B8R06422)</li> <li>Stage Micrometer (B8A76119)</li> <li>Alcohol-free Antiseptic Wipes - for cleaning eyepieces between use (B8R08715)</li> <li>Lens Cleaning Tissue (PP00052867)</li> <li>Microscope Maintenance Kit (B8R07243)</li> </ul> <p><strong>Technical Specifications:</strong></p> <ul> <li>Total magnification: 40x, 100x, 400x, 1000x</li> <li>Eyepieces: Wide field WF10x/18mm, secured with a screw</li> <li>Head: Monocular, 360&deg; rotating, with 30&deg; inclined eyepiece tube</li> <li>Nosepiece: Quadruple revolving nosepiece, rotation on ball bearings</li> <li>Objectives: N-PLAN Antifungal objectives</li> <li>4x/0.10, W.D. 15.2mm</li> <li>10x/0.25, W.D. 5.5mm</li> <li>40x/0.65, W.D. 0.45mm</li> <li>100x/1.25, W.D. 0.13mm (oil/water immersion)</li> <li>Stage: Double layer with mechanical sliding stage with specimen holder, 125 x 115mm. X-Y movement range 70 x 30mm. Vernier scale on the two axes, accuracy 0.1mm</li> <li>Focusing: Coaxial coarse and fine focusing mechanism (graduated 0.002mm) with upper stop. Adjustable tension of coarse focusing knob</li> <li>Condenser: Abbe condenser, N.A.1.25 pre-centred by rotation</li> <li>Illumination: 3W X-LED with adjustable intensity</li> <li>LED Details: 3W, 6300K colour temperature, average life time approx. 50000h</li> <li>Observation Mode: Brightfield</li> <li>Voltage: External power supply 100/240V, 50/60Hz, output 7.5 V. Max power required: 7W</li> <li>Dimensions: (H)370mm x (W)235mm x (D)290mm</li> <li>Weight: 6.5kg</li> <li>Age Suitability: 11-18 Years</li> </ul> | 364.95 | EA | FVRATE20 | 1
Biology | B8R05557 | Optika B-192 Binoc Microscope LED 1000x | <p>The Optika B-192 Binocular LED Microscope is an advanced instrument, capable of up to 1000x magnification, with a modern finish and robust build. Perfect for use in examination assessed work and advanced level education. The removeable WF10X/18mm eyepiece, which is secured by a small screw, can be removed to accommodate an eyepiece micrometer or eyepiece camera when necessary. Graduated coaxial coarse and fine focusing mechanism. Illumination is by a 3W X-LED with adjustable intensity.</p> <p>Accessories included:</p> <ul> <li>Power supply</li> <li>Dust cover</li> <li>Instruction manual</li> </ul> <p>Accessories available separately:</p> <ul> <li>Spare Power lead (B8R06947)</li> <li>Eyepiece WiFi Cameras (PP00050387 - USB, PP00050388 - Wireless)</li> <li>Eyepiece Micrometer M004 (B8R06422)</li> <li>Stage Micrometer (B8A76119)</li> <li>Alcohol-free Antiseptic Wipes - for cleaning eyepieces between use (B8R08715)</li> <li>Lens Cleaning Tissue (PP00052867)</li> <li>Microscope Maintenance Kit (B8R07243)</li> </ul> <p><strong>Technical Specifications:</strong></p> <ul> <li>Total magnification: 40x, 100x, 400x, 1000x</li> <li>Eyepieces: Wide field WF10x/18mm, secured by a screw</li> <li>Head: Binocular, 360&deg; rotating, with 30&deg; inclined eyepiece tube. Diopter adjustment on left eyepiece. Interpupillary adjustment 48-75mm</li> <li>Nosepiece: Quadruple revolving nosepiece, rotation on ball bearings</li> <li>Objectives: N-PLAN Antifungal objectives</li> <li>4x/0.10, W.D. 15.2mm</li> <li>10x/0.25, W.D. 5.5mm</li> <li>40x/0.65, W.D. 0.45mm</li> <li>100x/1.25, W.D. 0.13mm (oil/water immersion)</li> <li>Stage: Double layer with mechanical sliding stage with specimen holder, 125 x 115mm. X-Y movement range 70 x 30mm. Vernier scale on the two axes, accuracy 0.1mm</li> <li>Focusing: Coaxial coarse and fine focusing mechanism (graduated 0.002mm) with upper stop. Adjustable tension of coarse focusing knob</li> <li>Condenser: Abbe condenser, N.A.1.25 pre-centred, adjustable height with iris diaphragm</li> <li>Illumination: 3W X-LED with adjustable intensity</li> <li>LED Details: 3W, 6300K colour temperature, average life time approx. 50000h</li> <li>Observation Mode: Brightfield</li> <li>Voltage: External power supply 100/240V, 50/60Hz, output 7.5V. Max. power required 7W</li> <li>Dimensions: (H)370mm x (W)235mm x (D)310mm</li> <li>Weight: 6.5kg</li> <li>Age Suitability: 11-18 Years</li> </ul> | 482.99 | EA | FVRATE20 | 1
Biology | B8R05558 | Optika B-193 Tri Microscope LED 1000x | <p>The Optika B-193 Trinocular microscope is an advanced instrument, capable of up to 1000x magnification, with a modern finish and robust build. Perfect for use in examination assessed work and advanced level education. The trinocular head means that students can use the binocular eyepieces for their investigations and teachers can examine and support them via the vertical monocular eyepiece without having to change the settings of the instrument, allowing uninterrupted workflow and better learning outcomes. The trinocular microscope can also be used with an eyepiece camera, an eyepiece micrometer or our Philip Harris 10-inch Tablet to allow easy visualisation of the specimen being viewed under the microscope.</p> <p>Accessories included:</p> <ul> <li>Power Supply</li> <li>Dust Cover</li> <li>Instruction Manual</li> </ul> <p>Accessories available to purchase separately:</p> <ul> <li>Spare Power lead (B8R06947)</li> <li>Eyepiece WiFi Cameras (PP00050387 - USB, PP00050388 - Wireless)</li> <li>Eyepiece Micrometer M004 (B8R06422)</li> <li>Stage Micrometer (B8A76119)</li> <li>Philip Harris 10" Tablet with Microscope Camera (B8R06359)</li> <li>Alcohol-free Antiseptic Wipes - for cleaning eyepieces between use (B8R08715)</li> <li>Lens Cleaning Tissue (PP00052867)</li> <li>Microscope Maintenance Kit (B8R07243)</li> </ul> <p><strong>Technical Specifications</strong>:</p> <ul> <li>Total magnification: 40x, 100x, 400x, 1000x</li> <li>Eyepieces: Wide field WF10x/18mm, secured with a screw</li> <li>Head: Trinocular, 360&deg; rotating, with 30&deg; inclined eyepiece tube plus vertical tube for observation. Photo port light split: 50/50. Diopter adjustment on left eyepiece. Interpupillary adjustment 48-75mm</li> <li>Nosepiece: Quadruple revolving nosepiece, rotation on ball bearings</li> <li>Objectives: N-PLAN Antifungal objectives</li> <li>4x/0.10, W.D. 15.2mm</li> <li>10x/0.25, W.D. 5.5mm</li> <li>40x/0.65, W.D. 0.45mm</li> <li>100x/1.25, W.D. 0.13mm (oil/water immersion)</li> <li>Stage: Double layer with mechanical sliding stage with specimen holder, 125 x 115mm. X-Y movement range 70 x 30mm. Vernier scale on the two axes, accuracy 0.1mm</li> <li>Focusing: Coaxial coarse and fine focusing mechanism (graduated 0.002mm) with upper stop. Adjustable tension of coarse focusing knob</li> <li>Condenser: Abbe condenser, N.A.1.25 pre-centred, adjustable height with iris diaphragm</li> <li>Illumination: 3W X-LED with adjustable intensity</li> <li>LED Details: 3W, 6300K colour temperature, average life time approx. 50000h</li> <li>Observation Mode: Brightfield</li> <li>Voltage: External power supply 100/240V, 50/60Hz, output 7.5V. Max. power required 7W</li> <li>Dimensions: (H)370mm x (W)235mm x (D)310mm</li> <li>Weight: 6.5kg</li> <li>Age Suitability: 11-18 Years</li> </ul> | 586.49 | EA | FVRATE20 | 1
Biology | B8R05559 | Optika B150DMR Dig Mono Microscope 400x | <p>The Optika B-150D-MRPL Digital Monocular LED Microscope is a fully functioning compound microscope with additional digital imaging capabilities. It is a brilliant and robust instrument that is suitable for experienced users who want to document their investigations. The microscope has a WF10X/18mm eyepiece, which can be removed to allow the insertion of an eyepiece micrometer. Use the digital camera for taking great shots that will supplement any report that will capture the essence of the work. Includes a download link (QR Code) for the easy to use OPTIKA Vision Lite or View Software for Windows</p> <p>Accessories included:</p> <ul> <li>Power supply</li> <li>OPTIKA ProView Software Download QR Code</li> <li>1.8M USB cable</li> <li>Dust cover</li> <li>Instruction manual</li> </ul> <p>Accessories available separately:</p> <ul> <li>Eyepiece Micrometer M004 (B8R06422)</li> <li>Stage Micrometer (B8A76119)</li> <li>Alcohol-free Antiseptic Wipes - for cleaning eyepieces between use (B8R08715)</li> <li>Lens Cleaning Tissue (PP00052867)</li> <li>Microscope Maintenance Kit (B8R07243)</li> </ul> <p><strong>Technical Specifications:</strong></p> <p>Optika B-150D-MRPL Microscope Specification:</p> <ul> <li>Total magnification: 40x, 100x, 400x</li> <li>Eyepiece: Wide Field 10x/18mm, secured by a screw</li> <li>Head: Monocular digital observation head, 360&deg; rotating, with 45&deg; inclined eyepiece tube</li> <li>Nosepiece: Quadruple revolving nosepiece, rotation on ball bearings</li> <li>Objectives: Anti-fungal treated N-PLAN Objectives</li> <li>4x/0.10, W.D. 15.2mm</li> <li>10x/0.25, W.D. 5.5mm</li> <li>40x/0.65, W.D. 0.45mm</li> <li>Stage: Double layer with mechanical sliding stage with specimen holder, 125 x 116mm. X-Y movement range 76 x 30mm. Vernier scale on the two axes, accuracy 0.1mm</li> <li>Focusing: Coaxial coarse and fine focusing mechanism (graduated 0.01mm) with upper stop. Adjustable tension of coarse focusing knob</li> <li>Condenser: Abbe condenser, N.A. 1.25, pre-centred by rotation</li> <li>Illumination: 1W X-LED with adjustable intensity</li> <li>LED Details: 1W, 6300K colour temperature, average lifetime approx. 50000h</li> <li>Voltage: External power supply 100/240V, 50/60Hz, output 6V D.C. 2.5A. Internal NiMH rechargeable battery (up to 15 hours of use from a single charge, LED at medium intensity)</li> <li>Dimensions: (H)365mm x (W)170mm x (D)320mm</li> <li>Weight: 4kg</li> </ul> <p>Digital Camera Specification:</p> <ul> <li>Resolution: 1.3MP (1280 x 1024 pixels, 5:4 aspect ratio)</li> <li>Pixel size: 2.8&micro;m x 2.8&micro;m</li> <li>Sensor: 1/3.2'' CMOS</li> <li>Output: USB 2.0 port</li> <li>Framerate: 15fps (1280 x 1024) or 30 fps (640 x 480)</li> <li>S/N Ratio: 42.3dB</li> <li>Dynamic Range: 71dB</li> <li>Exposure Time: 20s - 1/1000s</li> <li>Effective Digits: 10bit - on chip</li> <li>Sensitivity: 1.0 V/lux-sec (550nm)</li> <li>Software: OPTIKA ProView for Windows XP, Vista, 7, 8, 10 (32/64bit)</li> <li>Capture Features: Continuous auto white balance, continuous auto exposure</li> </ul> | 517.89 | EA | FVRATE20 | 1
Biology | B8R05564 | Optika B-159 Binoc Microscope LED 1000x | <p>The Optika B-159 Binocular microscope is an advanced instrument with the same technical specifications as the B-157 except this microscope is capable of up to 1000x magnification. Featuring a binocular head intended for easy viewing for long term, heavy use where comfort is a consideration. The WF10X/18mm eyepiece, which is secured by a small screw, can be removed to accommodate an eyepiece micrometer or eyepiece camera when necessary. Coaxial coarse and fine focusing mechanism. Illumination is by a 1W X-LED with light intensity control.</p> <p>Accessories included:</p> <ul> <li>Power supply</li> <li>Dust cover</li> <li>Instructions</li> </ul> <p>Accessories available separately:</p> <ul> <li>Spare Power lead (B8R06948)</li> <li>Eyepiece WiFi Cameras (PP00050387 - USB, PP00050388 - Wireless)</li> <li>Eyepiece Micrometer M004 (B8R06422)</li> <li>Stage Micrometer (B8A76119)</li> <li>Alcohol-free Antiseptic Wipes - for cleaning eyepieces between use (B8R08715)</li> <li>Lens Cleaning Tissue (PP00052867)</li> <li>Microscope Maintenance Kit (B8R07243)</li> </ul> <p><strong>Technical Specifications:</strong></p> <ul> <li>Total magnification: 40x, 100x, 400x, 1000x</li> <li>Eyepieces: Wide field WF10x/18</li> <li>Head: Binocular, 360&deg; rotating, with 30&deg; inclined eyepiece tube. Diopter adjustment on left eyepiece. Interpupillary adjustment 48-75mm</li> <li>Nosepiece: Quadruple revolving nosepiece, rotation on ball bearings</li> <li>Objectives: Anti-fungal treated High Contrast Achromatic (HC) objectives with mechanical tube length 160mm</li> <li>4x/0.10, W.D. 18mm</li> <li>10x/0.25, W.D. 7mm</li> <li>40x/0.65, W.D. 0.53mm</li> <li>100x/1.25, W.D. 0.13mm (oil/water immersion)</li> <li>Stage: Double layer with mechanical sliding stage with specimen holder, 125 x 116mm. X-Y movement range 70 x 30mm. Vernier scale on the two axes, accuracy 0.1mm</li> <li>Focusing: Coaxial coarse and fine focusing mechanism (graduated 0.01mm) with upper stop. Adjustable tension of coarse focusing knob</li> <li>Condenser: Abbe condenser, N.A. 1.25 pre-centred by rotation</li> <li>Illumination: 1W X-LED with adjustable intensity</li> <li>LED Details: 1W, 6300K colour temperature, average life time approx. 50000h</li> <li>Observation Mode: Brightfield</li> <li>Voltage: External power supply 100/240V, 50/60Hz, output 5V D.C. 500mA.</li> <li>Dimensions: (H)350mm x (W)170mm x (D)320mm</li> <li>Weight: 4kg</li> </ul> | 392.65 | EA | FVRATE20 | 1
Biology | B8R05565 | Opkita B-292PLi Binocular Microscope LED | <p>The Optika B-292PLi Binocular LED Microscope is an instrument that is great for routine applications. It is capable of magnification of up to 1000x and has a dye-cast frame, with high stability and ergonomic design for transmitted light observation. The WF10X/20mm eyepiece can be removed to allow the insertion of an eyepiece micrometer or eyepiece camera when necessary. Graduated coaxial coarse and fine focusing mechanism. Illumination is by a 3.6W X-LED with adjustable intensity.</p> <p>Accessories included:</p> <ul> <li>Power supply</li> <li>Dust cover</li> <li>Instructions</li> </ul> <p>Accessories available separately:</p> <ul> <li>Spare Power Lead (B8R06947)</li> <li>Eyepiece Micrometer M163 (B8R06426)</li> <li>Stage Micrometer (B8A76119)</li> <li>Alcohol-free Antiseptic Wipes - for cleaning eyepieces between use (B8R08715)</li> <li>Lens Cleaning Tissue (PP00052867)</li> <li>Microscope Maintenance Kit (B8R07243)</li> </ul> <p><strong>Technical Specifications:</strong></p> <ul> <li>Total magnification: 40x, 100x, 400x, 1000x</li> <li>Eyepieces: Wide field WF10x/20mm</li> <li>Head: Binocular, 360&deg; rotating, with 30&deg; inclined eyepiece tube. Diopter adjustment on left eyepiece Interpupillary adjustment 48-75mm</li> <li>Nosepiece: Quadruple revolving nosepiece, rotation on ball bearings</li> <li>Objectives: Antifungal treated infinity-corrected IOS N-Plan objectives</li> <li>4x,/0.10, W.D. 16.8mm</li> <li>10x/0.25, W.D. 5.8mm</li> <li>40x/0.65, W.D. 0.43mm</li> <li>100x/1.25, W.D. 0.13mm (oil/water immersion)</li> <li>Stage: Double layer with mechanical sliding stage with specimen holder, 150 x 139mm. X-Y movement range 75 x 33mm. Belt drive in X direction. Vernier scale on the two axes, accuracy 0.1mm</li> <li>Focusing: Coaxial coarse and fine focusing mechanism (graduated 0.002mm) with upper stop. Adjustable tension of coarse focusing knob</li> <li>Condenser: Abbe condenser, N.A. 1.25, sliding-in, centreable, up-down adjustment by rack and pinion</li> <li>Illumination: 3.6W X-LED with adjustable intensity</li> <li>LED Details: 3.6W (comparable to a 30-35W halogen bulb), 6300K colour temperature, average life time approx. 50000h</li> <li>Observation Mode: Brightfield</li> <li>Voltage: External power supply 100/240V, 50/60Hz, output 6V D.C. 1A. Max. required power 7W</li> <li>Dimensions: (H)370mm x (W)235mm x (D)320mm</li> <li>Weight: 6.5kg</li> <li>Age Suitability: 16+</li> </ul> | 678.69 | EA | FVRATE20 | 1
Biology | B8R05589 | Disposable Forceps P10 | <p>A pack of 10 pairs of disposable blunt end forceps made of glass-filled nylon. They are serrated at tips with finger-grips along the shaft. Ideally suited to microbiology work where they may be destroyed after use.</p> <ul> <li>Length: 125mm</li> <li>Colour: may vary</li> <li>Pack of 10 pairs</li> </ul> <p>Also available as a pack of 100 (B8R00189)</p> | 1.19 | P10 | FVRATE20 | 1
Biology | B8R05590 | Optika Micrometric Slide 26x76mm | <p>Whenever measurements are taken with an eyepiece graticule, a Micrometric Slide is required for calibrating the microscope eyepiece graticule. Comprises of a glass slide with two scales. Supplied in a plastic case.</p> <ul> <li>Dimensions: 76 x 26mm</li> <li>Micrometer Scales: 1mm/100div. for biological microscopes and 10mm/100div. for stereomicroscopes</li> </ul> | 71.45 | EA | FVRATE20 | 1
Biology | B8R05594 | 24-base Protein Synthesis Kit | <p>These Mini DNA Molecular Model Kits provide an easy to understand introduction to DNA structure. They comprise of abstract shaped, colour coded parts to represent the nitrogenous bases, pentagonal sugar and pyramidal phosphate component parts present in the DNA double helix. Each component is designed so that it can only be attached in it's correct position, e.g. Thymine will only pair with Adenine. </p> <ul> <li>Scale: 1cm = 2 angstroms</li> </ul> <p>In this kit, the strand moves to the Ribosome where it reacts with another type of RNA called transfer RNA. Transfer RNA has a ';cloverleaf'-shaped structure which is represented by a 3-prong unit. Transfer RNA carries an amino-acid specific to the three bases of the anti-codon. During the process of translation the mRNA temporarily forms base-pairs between the codons and anticodons. The attached Amino-acid forms a peptide link with the adjacent Amino-acid to form a protein. </p> <p>This 24-base kit contains: </p> <ul> <li>6 x Uracil (U) - light blue</li> <li>6 x Adenine (A) - blue</li> <li>6 x Guanine (G) - green</li> <li>6 x Cytosine (C) - yellow</li> <li>12 x Ribose - dark red</li> <li>12 x Phosphate - purple</li> <li>4 x Amino-acid part</li> <li>4 x Transfer RNA part</li> </ul> | 20.25 | EA | FVRATE20 | 1
Biology | B8R05595 | 12-base Protein Synthesis Kit | <p>These Mini DNA Molecular model Kits provide an easy to understand introduction to DNA structure. They comprise of abstract shaped, colour coded parts to represent the nitrogenous bases, pentagonal sugar and pyramidal phosphate component parts present in the DNA double helix. Each component is designed so that it can only be attached in it's correct position, e.g. Thymine will only pair with Adenine. The model can also be 'unzipped' to produce two strands. </p> <ul> <li>Scale: 1cm = 2 angstroms</li> </ul> <p>In this kit, the strand moves to the Ribosome where it reacts with another type of RNA called transfer RNA. Transfer RNA has a ';cloverleaf'-shaped structure which is represented by a 3-prong unit. Transfer RNA carries an amino-acid specific to the three bases of the anti-codon. During the process of translation the mRNA temporarily forms base-pairs between the codons and anticodons. The attached Amino-acid forms a peptide link with the adjacent Amino-acid to form a protein. </p> <p>This 12-base kit contains: </p> <ul> <li>3 x Uracil (U) - light blue</li> <li>3 x Adenine (A) - blue</li> <li>3 x Guanine (G) - green</li> <li>3 x Cytosine (C) - yellow</li> <li>6 x Ribose - dark red</li> <li>6 x Phosphate - purple</li> <li>2 x Amino-acid part</li> <li>2 x Transfer RNA part</li> </ul> | 12.89 | EA | FVRATE20 | 1
Primary Science | B8R05601 | Ruby Stethoscope | <p>A lightweight stethoscope manufactured from the finest materials machined to the most exacting tolerances.</p> <p>It is designed to ensure superb acoustic performance and maximise comfort.</p> <p>Features a dual purpose chest piece.</p> <p>Colours may vary depending on stock availability.</p> | 10.69 | EA | FVRATE20 | 1
Primary Science | B8R05603 | Seeds Pack | <p>Plant some joy with these super seed packs.</p> <p>Ideal for planting in individual pots within the classroom - getting green fingers has never been easier or more fun!</p> <p>Your pupils will love every step of the planting process and investigating exactly what happens during the growth stage, seeing it all develop before their eyes. These seeds will ensure that your Science teaching is practical, informative and fun. Perfect for delivering the National Curriculum expectations for Plants.&nbsp; They could also be used as part of PSHE education to promote Healthy Eating and to give your children a better understanding about where food really comes from.&nbsp;</p> <p>Sow and grow. It's that simple.</p> <p>What's in the Box?</p> <p>30 x packs of Assorted seeds</p> | 21.99 | P30 | FVRATE20 | 1
Glassware, Plastics & Ceramics | B8R05604 | Adjustable Micropipettes 5-50ul | <p>This variable volume micropipette ranges from 5 - 50&micro;L.</p> <p>Easy to use and highly accurate using standard micropipettes tips.</p> <p>The lightweight design and tip ejector makes operation fast and easy.</p> <ul> <li>Includes: A tool and instructions for self-calibration.</li> </ul> | 95.25 | EA | FVRATE20 | 1
Glassware, Plastics & Ceramics | B8R05605 | Adjustable Micropipettes 20-200ul | <p>These variable volume micropipettes range from 20-200&micro;L. Easy to use, highly accurate using standard micropipettes tips.</p> <p>The lightweight design and tip ejector makes operation fast and easy.</p> <ul> <li>Included: A tool and instructions for self-calibration.</li> </ul> | 98.45 | EA | FVRATE20 | 1
Biology | B8R05606 | Parafilm 100mm X 38m | <p>Parafilm® is a semi-transparent, flexible, thermoplastic film with 2-way stretch. It is stretchy, ductile and malleable and adheres to irregular shapes and surfaces to provide a secure moisture proof seal. The film is non-toxic and offers good resistance to acids, alkalis and some organic solvents. Excellent for the temporary sealing of laboratory vessels. </p> <ul> <li>Roll Size: 100mm x 38M</li> <li>Comprises of waxes and polyolefins</li> </ul> | 39.85 | EA | FVRATE20 | 1
Biology | B8R05612 | Parafilm Dispenser | <p>Parafilm® Dispenser for storing, dispensing and cutting Parafilm®, tapes and labels. The ABS dispenser is designed with a safety razor that slides and cuts with no damage to fingers. </p> <ul> <li>Supplied with two easily exchangeable cutting blades.</li> <li>Dimensions: 120mm x 156mm x 171mm</li> </ul> <p>Parafilm® Roll available separately (B8R05606). </p> | 44.95 | EA | FVRATE20 | 1
School Office & Post Room | B8R05617 | CM AddressLabels 80x50mm P1000 | <ul> <li>Continuous roll</li> <li>Self-adhesive address labels</li> <li>1 wide</li> <li>80 x 50mm</li> <li>Roll of 1000</li> <li>Also available in 89 x 36mm in a roll of 250</li> </ul> | 12.99 | BOX | FVRATE20 | 1
Physics | B8R05623 | Calorimeter Stirrer | <p>Calorimeter Stirrer</p> <ul> <li>Diameter: 40mm</li> <li>Length: 170mm</li> <li>Material: Aluminium</li> </ul> | 1.19 | EA | FVRATE20 | 1
Chemistry | B8R05624 | Ferro Fluid 10ml | <p>The amazing ferrofluid is a truly magnetic liquid that consists of micron size magnetic particles (magnetite) in a mineral oil. Particles are coated in a surfactant which prevents them clumping together. </p> <p>When a magnet is in close proximity the magnetic particles in the Ferrofluid take up the shape of the magnetic field to create a 3-D version of the classic iron fillings on a piece of paper experiment. </p> <p>The apparent density of ferrofluid can be changed by applying a magnetic field. E.g., place a one pence piece in a shallow dish (5mm) of ferrofluid and it will sink. Bring a powerful magnet underneath and the coin will float! </p> <ul> <li>Supplied in a plastic jar containing 10ml of Ferrofluid.</li> <li>A rare earth magnet is also supplied.</li> </ul> | 12.19 | EA | FVRATE20 | 1
Physics | B8R05627 | BEK LED Red | <p>BEK LED mounted on a yellow baseplate with sockets to accommodate the connection of 4mm plug leads. Excellent for general circuit work.</p> <ul> <li>Colour: Red</li> <li>Forward Voltage: 3V</li> <li>Maximum Current: 30mA.</li> </ul> | 3.15 | EA | FVRATE20 | 1
Physics | B8R05628 | BEK LED Green | <p>BEK LED mounted on a yellow baseplate with sockets to accommodate the connection of 4mm plug leads. Excellent for general circuit work.</p> <ul> <li>Colour: Green</li> <li>Forward Voltage: 3V</li> <li>Maximum Current: 30mA.</li> </ul> | 3.15 | EA | FVRATE20 | 1
Appliances | B8R05648 | Sea Star Vortex Mixer 230/40 UK Plug | <p>This sleek and modern designed vortex mixer is capable of meeting the mixing requirements of the most popular consumables used in today's lab without the need to swap out head units. The truly innovative design makes maximum use of the space available, providing holding slots for no less than five different sizes of tube and a standard assay plate, while the traditional centre pad can be used for quick hand-held mixing of a vast range of tubes and vessels.</p> <ul> <li>Variable speed with continuous or pressure activated operation selections: Pre-set 1000, 2000 and 3000 rpm (shaking to vortexing)</li> <li>Stable elastomeric device feet, provide vibration dampening and prevent movement during operation</li> <li>Innovative head can be removed for cleaning purposes</li> <li>Body made from durable ABS to resist most commonly used chemicals, and is easy to clean</li> </ul> <p><strong>Specification:</strong></p> <ul> <li>3 fixed variable speed rotary dial provides pre-set speed control (1000, 2000, 3000 rpm) during shaking mode</li> <li>Orbit: 3.7 mm</li> <li>Control: 3 position switch-(top) intermittent, (middle) off, (bottom) continuous</li> <li>Weight: 8.4lb/3.8kg</li> <li>Compliant: SGS-US-C, CE, CB Scheme, RoHS 2, PSE, and WEEE compliant</li> <li>Five year warranty</li> </ul> <p><strong>Dimensions:</strong> W171 x D190 x H197mm (with mixing head in place)</p> <p><strong>Mixing Head Holding Capacity:</strong></p> <ul> <li>Center pad area for hand held mixing</li> <li>Assay plate x 1 (to be used with retention cords)</li> <li>50 mL conical tubes x 2 (horizontally mounted)</li> <li>15 mL conical tubes x 2 (horizontally mounted)</li> <li>5 mL tubes x 2 (horizontally mounted in the same retention space as 15 mL)</li> <li>1.5/2 mL microfuge tubes x 4 (vertically mounted)</li> <li>0.5 mL microfuge tubes x 6 (vertically mounted)</li> <li>0.2 mL microfuge tubes (strip tubes) x 24 (vertically mounted)</li> </ul> | 310.39 | EA | FVRATE20 | 1
Appliances | B8R05649 | Gusto Centrifuge | <p>This compact centrifuge is ideal for protocols calling for fast spins with a higher RCF requirement. </p> <ul> <li>Durable ABS body and polycarbonate lid</li> <li>Compact footprint and brush-less motor for quiet operation and low vibration.</li> <li>Select and set the digital speed display in xg or rpm</li> <li>Sample imbalance and tilt safety cut out</li> <li>Safety interlock lid prevents opening while rotor is turning</li> <li>Back lit display showing time, speed and operational information on the same screen</li> <li>Quick-Spin button for short spin requirements</li> <li>Tool Free rotor exchange</li> <li>Long-life maintenance free motor</li> <li>Adjustable time and speed</li> <li>Made from UV-resistant plastic, increasing its useful life under harsh light conditions</li> <li>Double insulated construction</li> <li>Push button lid release</li> <li>Manual override allows user to open lid in case of power failure</li> <li>Suitable for worldwide voltages 110 to 240V, supplied with 4 different plug types</li> </ul> <p><strong>Specification:</strong> </p> <ul> <li>Speed: 500-12,500 rpm</li> <li>Timer Range: 1 - 30 minutes</li> <li>RCF: 15-9, 800 xg</li> <li>Power: 110 to 240 VAC, 50/60 Hz with 4 interchangeable plug adapters</li> <li>Dimensions: 203 x 171 x 114mm</li> <li>Five year warranty</li> </ul> <p><strong>Gusto™ Package Includes:</strong> </p> <ul> <li>Gusto™ High-Speed Mini-Centrifuge</li> <li>12 place 1.5/2.0 mL tube rotor</li> <li>32 place 0.2 mL tube rotor (singles, or 4 x 8 Strip)</li> <li>12 tube adapters 0.2 mL</li> <li>12 tube adapters 0.5 mL</li> <li>Universal power adapter 110-240V 50/60 Hz, with 4 interchangeable plug type</li> <li>5 year warranty</li> </ul> | 1066.75 | EA | FVRATE20 | 1
Appliances | B8R05650 | Ultrasonic 1l Water Bath | <p>Ultrasonic 1L Bath </p> <p>Compact analogue controlled range of ultrasonic baths providing a high standard of reliable and effective ultrasonic technology. The bath comes in a great value for money package, with M2 cleaning solution, stainless steel basket and ABS plastic lid included as standard. </p> <ul> <li>Excellent entry level ultrasonic bath</li> <li>Fast, effective, efficient, easy and safe cleaning and processing of diverse instruments, components and solutions</li> <li>Supplied with stainless steel basket and ABS plastic lid as standard</li> <li>One bottle of M2 ultrasonic cleaning solution included as standard</li> <li>Robust design offers outstanding durability and reliability</li> <li>Control panel easy to operate even when wearing gloves</li> <li><strong>This model is unheated</strong></li> <li>Timer control from 0-15 minutes</li> <li>Ergonomic plastic lid - Reduces noise volume and minimises potential of aerosol escape.</li> <li>Stainless steel basket - Designed specifically to generate maximum ultrasonic activity, prevent items resting on the tank and prevent operators coming into contact with chemical solutions</li> <li>Stainless steel basket and ABS plastic lid forms a drip collection unit to collect excess liquid when the basket is removed from tank</li> <li>1 Litre</li> <li>Size: (h x d x w) 200 x 185 x 198mm</li> </ul> | 505.55 | EA | FVRATE20 | 1
Appliances | B8R05651 | Ultrasonic 3l Heated Water Bath | <p>Ultrasonic Bath - 3 Litre </p> <p>Compact analogue controlled range of ultrasonic baths providing a high standard of reliable and effective ultrasonic technology. The bath comes in a great value for money package, with M2 cleaning solution, stainless steel basket and ABS plastic lid included as standard. </p> <ul> <li>Excellent entry level ultrasonic baths</li> <li>Fast, effective, efficient, easy and safe cleaning and processing of diverse instruments, components and solutions</li> <li>Robust design offers outstanding durability and reliability</li> <li>Easy to operate and accurate control of cycle time via simple analogue controls. Easy to operate even when wearing gloves.</li> <li>Temperature control on this size only</li> <li>Time control 0-15 minutes</li> <li>Heated ambient +5°C to 70°C</li> <li>Ergonomic plastic lid - Reduces noise volume and minimises potential of aerosol escape</li> <li>Stainless steel basket - Designed specifically to generate maximum ultrasonic activity, prevent items resting on the tank and prevent operators coming into contact with chemical solutions</li> <li>Includes stainless steel basket, ABS plastic lid and one bottle of M2 Ultrasonic solution.</li> <li>Stainless steel basket and ABS plastic lid forms a drip collection unit to collect excess liquid when the basket is removed from tank</li> <li>Dimensions (h x d x w): 195 x 166 x 275mm</li> </ul> <p> </p> | 899.25 | EA | FVRATE20 | 1
Appliances | B8R05654 | Unstirred Thermo 2L Digital Bath | <p>Unstirred Thermo 2L Digital Bath - Standard depth- 2 Litre </p> <p>Built to the highest standard and specifications, and incorporating the latest technology the SUB Aqua Pro advanced water bath range supports even the most demanding applications requiring accurate temperature control. A base tray and lid included as standard. </p> <ul> <li>Temperature range: ambient +5°C to 99°C operation</li> <li>Stability: ±0.2°C</li> <li>Unique Set and Forget® technology - fast heat-up, accurate temperature control</li> <li>Simple, intuitive controls - quick and easy to set temperature</li> <li>Adjustable over temperature alarm - protect samples from over heating</li> <li>Practical front panel lock - disables front panel controls preventing unintentional changes</li> <li>3 year warranty</li> <li>UK design and manufacture</li> <li>Base tray and lid included</li> <li>3 programmable pre-sets, countdown timer, 2 point calibration</li> <li>2 Litre, standard depth</li> <li>Size: L185 x W200 x H200mm</li> </ul> | 782.75 | EA | FVRATE20 | 1
Appliances | B8R05656 | Unstirred Digital Thermo 5L Water Bath | <p>JBN Unstirred Digital Thermo Water Bath - JBN5 </p> <p>General purpose water baths with stable temperature control, simple interface and fast heat-up. A base tray and lid are included. </p> <ul> <li>Temperature range ambient +5°C to 95°C operation</li> <li>Stability: ±0.5°C</li> <li>Unique Set and Forget<strong>®</strong> technology - fast heat-up, reliable temperature control</li> <li>Simple, intuitive controls - quick and easy to set temperature</li> <li>Practical front panel lock - disables front panel controls preventing unintentional changes</li> <li>Suitable for use with heat transfer beads</li> <li>3 year warranty</li> <li>UK design and manufacture</li> <li>Advanced dry start and run dry protection - prevents costly service repairs</li> <li>Size: 5 Litre</li> <li>No drain tap on the 5L model</li> <li>Dimensions: 335 x 200 x 215mm</li> </ul> | 519.99 | EA | FVRATE20 | 1
Appliances | B8R05657 | Grant Unstirred Thermo 12LBath | <p>JBN Unstirred Digital Thermo Water Bath - JBN12 </p> <p>General purpose water baths with stable temperature control, simple interface and fast heat-up. A base tray and lid are included. </p> <ul> <li>Temperature range ambient +5°C to 95°C operation</li> <li>Stability: ±0.5°C</li> <li>Unique Set and Forget<strong>®</strong> technology - fast heat-up, reliable temperature control</li> <li>Simple, intuitive controls - quick and easy to set temperature</li> <li>Practical front panel lock - disables front panel controls preventing unintentional changes</li> <li>Suitable for use with heat transfer beads</li> <li>3 year warranty</li> <li>UK design and manufacture</li> <li>Drain tap, tray and lid included</li> <li>Advanced dry start and run dry protection - prevents costly service repairs</li> <li>Size: 12 Litre</li> <li>Dimensions: 360 x 225 x 380mm</li> </ul> | 587.85 | EA | FVRATE20 | 1
Appliances | B8R05659 | Unstirred Digital Thermo 18L Water Bath | <p>JBN Unstirred Digital Thermo Water Bath - JBN18 </p> <p>General purpose water baths with stable temperature control, simple interface and fast heat-up. A base tray and lid included as standard. </p> <ul> <li>Temperature range ambient +5°C to 95°C operation</li> <li>Stability: ±0.5°C</li> <li>Unique Set and Forget<strong>®</strong> technology - fast heat-up, reliable temperature control</li> <li>Simple, intuitive controls - quick and easy to set temperature</li> <li>Practical front panel lock - disables front panel controls preventing unintentional changes</li> <li>Suitable for use with heat transfer beads</li> <li>Drain tap on 12L, 18L and 26L baths</li> <li>3 year warranty</li> <li>UK design and manufacture</li> <li>Drain tap, tray and lid included</li> <li>Advanced dry start and run dry protection - prevents costly service repairs</li> <li>Size: 18 Litres</li> <li>Dimensions: 335 x 275 x 590mm</li> </ul> | 797.95 | EA | FVRATE20 | 1
Appliances | B8R05667 | Microfuge Tubes | <p>These 1.5ml tubes with snap top lids are ideal for collecting small specimens or spinning/separating material in a centrifuge.</p> <p><strong>Features:</strong></p> <ul> <li>High clarity natural colour</li> <li>100% virgin polypropylene.</li> <li>Graduated</li> <li>They can withstand speeds of up to 16,400 xg</li> </ul> <p><strong>Dimensions:</strong></p> <ul> <li>Diameter:12.9mm</li> <li>Height: 40.2mm.</li> </ul> <p>Pack size: Bulk pack of 500.</p> | 18.95 | PXH | FVRATE20 | 1
Primary Science | B8R05671 | Class Fossil Pack | <p>The Class Fossil Pack uses a central laminated flow chart and a mix of replica and genuine fossils to explain the section of the curriculum that covers fossils. The set focuses on the main life groups: separating fossils on the basis of their characteristic features, symmetry and biology.</p> <p>Contents:</p> <ul> <li>A flow chart</li> <li>Teaching notes</li> <li>11 different samples, five of each sample, (55 samples in total)</li> </ul> <p>Samples: shark's teeth, preserved plant material, echinoid, crinoid, trilobite, bivalve, brachiopod, gastropod, ammonite, coral, fossil rich limestone.</p> <p>Storage tray included.</p> | 57.99 | EA | FVRATE20 | 1
Environmental Science | B8R05672 | Class Rock Pack | <p>Over 55 geological samples designed to cover the earth science sections of Key Stages 2, 3 and 4. The Class Rock Pack provides a complete lesson. Based around a central laminated flow chart, students can work through identifying igneous, metamorphic and sedimentary rock and soil samples on the basis of their characteristics including texture and permeability. </p> <p>The rocks are supplied in durable plastic containers complete with full Teacher's Notes. Supplied in a Gratnells tray, with lid. </p> <p>Included in the packs are: </p> <ul> <li>Clay soil</li> <li>Sandy soil</li> <li>Oolitic limestone</li> <li>Chalk</li> <li>Sandstone</li> <li>Slate</li> <li>Marble</li> <li>Granite</li> <li>Gneiss</li> <li>Gabbro</li> <li>Basalt</li> </ul> | 47.45 | PK | FVRATE20 | 1
Primary Science | B8R05674 | See-through Compost Containers | <p>Learning Resources Now You See It, Now You Don&rsquo;t See-Through Compost Container.</p> <p>A perfect way to introduce children to the entire decomposition process.</p> <p>This see-through compost container features three separate compartments that enables young scientists a clear view and the opportunity to make side by side comparisons between different materials.</p> <p>Sturdy plastic container features three separate compartments, three thermometers, aeration holes, magnification spots and an activity guide.</p> <p>Suitable for ages 4+</p> | 56.49 | EA | FVRATE20 | 1
Lab Equipment | B8R05679 | Side Cutters | <p>Economy side cutters. Lap jointed, with return spring and PVC insulated handles.</p> <ul> <li>Overall Length: 115mm.</li> </ul> | 8.49 | EA | FVRATE20 | 1
Lab Equipment | B8R05680 | Long Nose Pliers | <p>Economy straight long nose pliers with serrated jaws and return spring. Lap jointed, with return spring and PVC insulated handles.</p> <ul> <li>Overall length 130mm.&nbsp;</li> </ul> | 7.75 | EA | FVRATE20 | 1
Lab Equipment | B8R05681 | Antex Soldering Iron 18w | <p>Soldering iron utilising double shaft construction principle to give near perfect insulation.</p> <ul> <li>Supplied with 2.3mm bit</li> <li>Operating Tip Temperature: 390&deg;c</li> <li>Power: 18W</li> <li>Length: Tip to Handle - 182mm</li> </ul> | 33.95 | EA | FVRATE20 | 1
Lab Equipment | B8R05689 | Omega Lead Free Solder 250g Reel 18 Swg | <p>Omega lead-free solder is manufactured in the U.K. from 96% tin, 3.5% silver and 0.5% copper. </p> <ul> <li>It is rosin-free, halide-free and has a flux content of 3%.</li> <li>A fast flow solder, with good solderability, minimal clear residue and a melting point of 217°C.</li> <li>250g reel </li> <li>SWG 18</li> </ul> | 46.95 | EA | FVRATE20 | 1
Lab Equipment | B8R05691 | Fixed Safety Screen | <p>A robust and stable safety screen with excellent clarity. Rounded corners to prevent accidental injury caused by sharp points. </p> <p>The screen stands 600mm high, with three fixed-angle panels. </p> <ul> <li>Dimensions: 600mm x 180mm x 240mm x 180mm x 4mm</li> <li>Material: Acrylic (extruded Polymethyl methacrylate)</li> </ul> <p> </p> | 76.4 | EA | FVRATE20 | 1
Lab Equipment | B8R05692 | Hazardous Floor Cupboard 900x460x700mm | <p>Hazardous Floor Cupboards (Flammables) enables the separate storage and transportation of hazardous substances as demanded by the CoSHH regulations.</p> <ul> <li>Reaction to Fire Classification EN13501-1</li> <li>'No snag' handles with 2 point locking</li> <li>Adjustable spill-retaining galvanised shelves for superior spill management</li> <li>Integral liquid-tight sump encourages the correct handling of spills through the use of absorbents</li> <li>Powder-coated yellow with Germ Guard Active Technology paint.</li> </ul> <p>Product Details:</p> <ul> <li>Size: (W)900mm x (D)460mm x (H)700mm</li> <li>Number of shelves - 1</li> <li>Number of doors - 2</li> </ul> <p>Additional delivery charge may apply for deliveries out of England.</p> <p>Made to order item, Once confirmed cannot be cancelled or amended.</p> | 288.69 | EA | FVRATE20 | 1
Lab Equipment | B8R05693 | Hazardous Floor Cupboard 900x460x1200mm | <p>Hazardous Floor Cupboards (Flammables) enables the separate storage and transportation of hazardous substances as demanded by the CoSHH regulations.</p> <ul> <li>Reaction to Fire Classification EN13501-1</li> <li>'No snag' handles with 2 point locking</li> <li>Adjustable spill-retaining galvanised shelves for superior spill management</li> <li>Integral liquid-tight sump encourages the correct handling of spills through the use of absorbents</li> <li>Powder-coated yellow with Germ Guard Active Technology paint.</li> </ul> <p>Product Details:</p> <ul> <li>Size: (W)900mm x (D)460mm x (H)1200mm</li> <li>Number of shelves - 2</li> <li>Number of doors - 2</li> </ul> <p>Additional delivery charge may apply for deliveries out of England.</p> <p>Made to order item, Once confirmed cannot be cancelled or amended.</p> | 396.85 | EA | FVRATE20 | 1
Lab Equipment | B8R05694 | Hazardous Floor Cupboard 900x460x1800mm | <p>Hazardous Floor Cupboards (Flammables) enables the separate storage and transportation of hazardous substances as demanded by the CoSHH regulations.</p> <ul> <li>Reaction to Fire Classification EN13501-1</li> <li>'No snag' handles with 2 point locking</li> <li>Adjustable spill-retaining galvanised shelves for superior spill management</li> <li>Integral liquid-tight sump encourages the correct handling of spills through the use of absorbents</li> <li>Powder-coated yellow with Germ Guard Active Technology paint.</li> </ul> <p>Product Details:</p> <ul> <li>Size: (W)900mm x (D)460mm x (H)1800mm</li> <li>Number of shelves - 3</li> <li>Number of doors - 2</li> </ul> <p>Additional delivery charge may apply for deliveries out of England.</p> <p>Made to order item, Once confirmed cannot be cancelled or amended.</p> | 470.35 | EA | FVRATE20 | 1
Lab Equipment | B8R05695 | Hazardous Floor Cupboard 1200x460x1800mm | <p>Hazardous Floor Cupboards (Flammables) enables the separate storage and transportation of hazardous substances as demanded by the CoSHH regulations.</p> <ul> <li>Reaction to Fire Classification EN13501-1</li> <li>'No snag' handles with 2 point locking</li> <li>Adjustable spill-retaining galvanised shelves for superior spill management</li> <li>Integral liquid-tight sump encourages the correct handling of spills through the use of absorbents</li> <li>Powder-coated yellow with Germ Guard Active Technology paint.</li> </ul> <p>Product Details:</p> <ul> <li>Size: (W)1200mm x (D)460mm x (H)1800mm</li> <li>Number of shelves - 3</li> <li>Number of doors - 2</li> </ul> <p>Additional delivery charge may apply for deliveries out of England.</p> <p>Made to order item, Once confirmed cannot be cancelled or amended.</p> | 557.49 | EA | FVRATE20 | 1
Lab Equipment | B8R05696 | Hazardous Floor Cupboard 900x460x900mm | <p>Hazardous Floor Cupboards (Flammables) enables the separate storage and transportation of hazardous substances as demanded by the CoSHH regulations.</p> <ul> <li>Reaction to Fire Classification EN13501-1</li> <li>'No snag' handles with 2 point locking</li> <li>Adjustable spill-retaining galvanised shelves for superior spill management</li> <li>Integral liquid-tight sump encourages the correct handling of spills through the use of absorbents</li> <li>Powder-coated yellow with Germ Guard Active Technology paint.</li> </ul> <p>Product Details:</p> <ul> <li>Size: (W)900mm x (D)460mm x (H)900mm</li> <li>Number of shelves - 1</li> <li>Number of doors - 2</li> </ul> <p>Additional delivery charge may apply for deliveries out of England.</p> <p>Made to order item, Once confirmed cannot be cancelled or amended.</p> | 325.45 | EA | FVRATE20 | 1
Lab Equipment | B8R05697 | Hazardous Floor Cupboard 350x300x700mm | <p>Hazardous Floor Cupboards (Flammables) enables the separate storage and transportation of hazardous substances as demanded by the CoSHH regulations.</p> <ul> <li>Reaction to Fire Classification EN13501-1</li> <li>'No snag' handles with 2 point locking</li> <li>Adjustable spill-retaining galvanised shelves for superior spill management</li> <li>Integral liquid-tight sump encourages the correct handling of spills through the use of absorbents</li> <li>Powder-coated yellow with Germ Guard Active Technology paint.</li> </ul> <p>Product Details:-</p> <ul> <li>Size: (W)350mm x (D)300mm x (H)700mm</li> <li>Number of shelves - 1</li> <li>Number of doors - 1</li> </ul> <p>Additional delivery charge may apply for deliveries out of England.</p> <p>Made to order item, Once confirmed cannot be cancelled or amended.</p> | 235.95 | EA | FVRATE20 | 1
Lab Equipment | B8R05698 | Acid Alkali Floor Cupboard 900x460x1800 | <p>Use of caustic materials present many hazards, particularly if acids and alkalis are stored incorrectly or with other chemicals. These storage cabinets enable secure and identifiable storage in the workplace.</p> <ul> <li>'No snag' handles with 2-point locking.</li> <li>New regulation labels enclosed to be fitted by customer to suit regulations</li> <li>Powder coated with Germ Guard Active Technology paint.</li> <li>Made from 1.5mm steel</li> <li>Integral liquid-tight sump encourages the correct handling of spills through the use of absorbents</li> <li>Reaction to Fire Classification EN 13501-1</li> </ul> <p>Product Details:</p> <ul> <li>Size: (W)900mm x (D)460mm x (H)1800mm</li> <li>Number of shelves - 3</li> <li>Number of doors - 2</li> </ul> <p>Additional delivery charge may apply for deliveries out of England.</p> <p>Made to order item, Once confirmed cannot be cancelled or amended.</p> | 535.45 | EA | FVRATE20 | 1
Lab Equipment | B8R05699 | Acid Alkali Floor Cupboard 460x460x900mm | <p>Use of caustic materials present many hazards, particularly if acids and alkalis are stored incorrectly or with other chemicals. These storage cabinets enable secure and identifiable storage in the workplace.</p> <ul> <li>'No snag' handles with 2-point locking.</li> <li>New regulation labels enclosed to be fitted by customer to suit regulations</li> <li>Powder coated with Germ Guard Active Technology paint.</li> <li>Made from 1.5mm steel</li> <li>Integral liquid-tight sump encourages the correct handling of spills through the use of absorbents</li> <li>Reaction to Fire Classification EN 13501-1</li> </ul> <p>Product Details:</p> <ul> <li>Size: (W)460mm x (D)460mm x (H)900mm</li> <li>Number of shelves - 1</li> <li>Number of doors - 1</li> </ul> <p>Additional delivery charge may apply for some postcodes.</p> <p>Made to order item, Once confirmed cannot be cancelled or amended.</p> | 286.69 | EA | FVRATE20 | 1
Lab Equipment | B8R05700 | Acid Alkali Floor Cupboard 900x460x700mm | <p>Use of caustic materials present many hazards, particularly if acids and alkalis are stored incorrectly or with other chemicals. These storage cabinets enable secure and identifiable storage in the workplace.</p> <ul> <li>'No snag' handles with 2-point locking.</li> <li>New regulation labels enclosed to be fitted by customer to suit regulations</li> <li>Powder coated with Germ Guard Active Technology paint.</li> <li>Made from 1.5mm steel</li> <li>Integral liquid-tight sump encourages the correct handling of spills through the use of absorbents</li> <li>Reaction to Fire Classification EN 13501-1</li> </ul> <p>Product Details:</p> <ul> <li>Size: (W)900mm x (D)460mm x (H)700mm</li> <li>Number of shelves - 1</li> <li>Number of doors - 2</li> </ul> <p>Additional delivery charge may apply for deliveries out of England.</p> <p>Made to order item, Once confirmed cannot be cancelled or amended.</p> | 334.89 | EA | FVRATE20 | 1
Lab Equipment | B8R05701 | Acid Alkali Floor Cupboard 1200x460x1800 | <p>Use of caustic materials present many hazards, particularly if acids and alkalis are stored incorrectly or with other chemicals. These storage cabinets enable secure and identifiable storage in the workplace.</p> <ul> <li>'No snag' handles with 2-point locking.</li> <li>New regulation labels enclosed to be fitted by customer to suit regulations</li> <li>Powder coated with Germ Guard Active Technology paint.</li> <li>Made from 1.5mm steel</li> <li>Integral liquid-tight sump encourages the correct handling of spills through the use of absorbents</li> <li>Reaction to Fire Classification EN 13501-1</li> </ul> <p>Product Details:</p> <ul> <li>Size: (W)1200mm x (D)460mm x (H)1800mm</li> <li>Number of shelves - 3</li> <li>Number of doors - 2</li> </ul> <p>Additional delivery charge may apply for deliveries out of England.</p> <p>Made to order item, Once confirmed cannot be cancelled or amended.</p> | 643.59 | EA | FVRATE20 | 1
Lab Equipment | B8R05702 | Acid Alkali Floor Cupboard 900x460x900mm | <p>Use of caustic materials present many hazards, particularly if acids and alkalis are stored incorrectly or with other chemicals. These storage cabinets enable secure and identifiable storage in the workplace.</p> <ul> <li>'No snag' handles with 2-point locking.</li> <li>New regulation labels enclosed to be fitted by customer to suit regulations</li> <li>Powder coated with Germ Guard Active Technology paint.</li> <li>Made from 1.5mm steel</li> <li>Integral liquid-tight sump encourages the correct handling of spills through the use of absorbents</li> <li>Reaction to Fire Classification EN 13501-1</li> </ul> <p>Product Details:</p> <ul> <li>Size: (W)900mm x (D)460mm x (H)900mm</li> <li>Number of shelves - 1</li> <li>Number of doors - 2</li> </ul> <p>Additional delivery charge may apply for deliveries out of England.</p> <p>Made to order item, Once confirmed cannot be cancelled or amended.</p> | 371.25 | EA | FVRATE20 | 1
Lab Equipment | B8R05703 | Acid Alkali Floor Cupboard 350x300x700mm | <p>Use of caustic materials present many hazards, particularly if acids and alkalis are stored incorrectly or with other chemicals. These storage cabinets enable secure and identifiable storage in the workplace.</p> <ul> <li>'No snag' handles with 2-point locking.</li> <li>New regulation labels enclosed to be fitted by customer to suit regulations</li> <li>Powder coated with Germ Guard Active Technology paint.</li> <li>Made from 1.5mm steel</li> <li>Integral liquid-tight sump encourages the correct handling of spills through the use of absorbents</li> <li>Reaction to Fire Classification EN 13501-1</li> </ul> <p>Product Details:</p> <ul> <li>Size: (W)350mm x (D)300mm x (H)700mm</li> <li>Number of shelves - 1</li> <li>Number of doors - 1</li> </ul> <p>Additional delivery charge may apply for deliveries out of England.</p> <p>Made to order item, Once confirmed cannot be cancelled or amended.</p> | 256.15 | EA | FVRATE20 | 1
Lab Equipment | B8R05704 | Bnc To 4mm Sockets Adaptor | <p>Insulated BNC to 2 x 4mm safety socket adaptor. This BNC adaptor connects two 4mm plugs to a BNC socket, and is colour coded red and black. Fully insulated with a Nickel plated contact area. </p> | 13.19 | EA | FVRATE20 | 1
Lab Equipment | B8R05705 | 4mm Stackable Plug Lead 100mm - Black | <p>Professional quality 4mm Plug leads. The 4mm spring loaded plugs are connected by highly flexible PVC cable.</p> <ul> <li>Maximum current: 16A</li> <li>Voltage: 33V AC - 70V DC.</li> <li>Colour: Black</li> <li>Length: 100mm</li> </ul> | 3.45 | EA | FVRATE20 | 1
Lab Equipment | B8R05706 | 4mm Stackable Plug Lead 100mm - Red | <p>Professional quality 4mm Plug leads. The 4mm spring loaded plugs are connected by highly flexible PVC cable.</p> <ul> <li>Maximum current: 16A</li> <li>Voltage: 33V AC - 70V DC.</li> <li>Colour: Red</li> <li>Length: 100mm</li> </ul> | 3.45 | EA | FVRATE20 | 1
Lab Equipment | B8R05708 | 4mm Stackable Plug Lead 250mm - Black | <p>Professional quality 4mm Plug leads. The 4mm spring loaded plugs are connected by highly flexible PVC cable.</p> <ul> <li>Maximum current: 16A</li> <li>Voltage: 33V AC - 70V DC.</li> <li>Colour: Black</li> <li>Length: 250mm</li> </ul> | 3.95 | EA | FVRATE20 | 1
Lab Equipment | B8R05709 | 4mm Stackable Plug Lead 250mm - Red | <p>Professional quality 4mm Plug leads. The 4mm spring loaded plugs are connected by highly flexible PVC cable.</p> <ul> <li>Maximum current: 16A</li> <li>Voltage: 33V AC - 70V DC.</li> <li>Colour: Red</li> <li>Length: 250mm</li> </ul> | 3.95 | EA | FVRATE20 | 1
Lab Equipment | B8R05710 | 4mm Stackable Plug Lead 250mm - Yellow | <p>Professional quality 4mm Plug leads. The 4mm spring loaded plugs are connected by highly flexible PVC cable.</p> <ul> <li>Maximum current: 16A</li> <li>Voltage: 33V AC - 70V DC.</li> <li>Colour: Yellow</li> <li>Length: 250mm</li> </ul> | 3.95 | EA | FVRATE20 | 1
Lab Equipment | B8R05711 | 4mm Stackable Plug Lead 500mm - Black | <p>Professional quality 4mm Plug leads. The 4mm spring loaded plugs are connected by highly flexible PVC cable.</p> <ul> <li>Maximum current: 16A</li> <li>Voltage: 33VAC - 70VDC.</li> <li>Colour: Black</li> <li>Length: 500mm</li> </ul> | 4.05 | EA | FVRATE20 | 1
Lab Equipment | B8R05712 | 4mm Stackable Plug Lead 500mm - Red | <p>Professional quality 4mm Plug leads. The 4mm spring loaded plugs are connected by highly flexible PVC cable.</p> <ul> <li>Maximum current: 16A</li> <li>Voltage: 33V AC - 70V DC.</li> <li>Colour: Red</li> <li>Length: 500mm</li> </ul> | 4.05 | EA | FVRATE20 | 1
Lab Equipment | B8R05713 | 4mm Stackable Plug Lead 500mm - Yellow | <p>Professional quality 4mm Plug leads. The 4mm spring loaded plugs are connected by highly flexible PVC cable.</p> <ul> <li>Maximum current: 16A</li> <li>Voltage: 33V AC - 70V DC.</li> <li>Colour: Yellow</li> <li>Length: 500mm</li> </ul> | 4.05 | EA | FVRATE20 | 1
Lab Equipment | B8R05714 | 4mm Stackable Plug Lead 750mm -black | <p>Professional quality 4mm Plug leads. The 4mm spring loaded plugs are connected by highly flexible PVC cable.</p> <ul> <li>Maximum current: 16A</li> <li>Voltage: 33V AC - 70V DC.</li> <li>Colour: Black</li> <li>Length: 750mm</li> </ul> | 4.75 | EA | FVRATE20 | 1
Lab Equipment | B8R05715 | 4mm Stackable Plug Lead 750mm -red | <p>Professional quality 4mm Plug leads. The 4mm spring loaded plugs are connected by highly flexible PVC cable.</p> <ul> <li>Maximum current: 16A</li> <li>Voltage: 33VAC - 70VDC.</li> <li>Colour: Red</li> <li>Length:750mm</li> </ul> | 4.75 | EA | FVRATE20 | 1
Chemistry | B8R05744 | Hydrochromic Paint | <p>Hydrochromic pigments change colour when exposed to water. This version is a reversible pigment which works by forming an opaque film that covers a coloured image or pattern. When the film is exposed to water it becomes transparent and reveals what is hidden underneath - thus appearing to change colour. As the film dries it returns to it's opaque state and covers up the image or pattern. </p> <ul> <li>Size: 50ml.</li> </ul> | 14.95 | EA | FVRATE20 | 1
Physics | B8R05753 | E-Textiles Kit Pk10 | <p>Introduce lighting effects to textiles designs with this kit and demonstrate electricity in a fun and creative way. Soldering is not required, instead conductive thread is used to connect the battery and LEDs. </p> <p>Each kit includes: </p> <ul> <li>2m of conductive thread (which is a thread that can be used like cotton thread but conducts electricity like a wire)</li> <li>Our own custom designed Sewable Coin Cell Holder</li> <li>One coin 3V cell battery</li> <li>Two ultra slim, pre-mounted, easy sew E-Textile LEDs.</li> </ul> <p>Please note that the product is not washable/dry cleanable and can be used on textile applications which are ornamental, not intended to be washed/dry cleaned. Alternatively use on removable textile appliques for garments/soft furnishings/fashion accessories. </p> <p>The Electro Fashion E-Textiles Kit can also be purchased as an individual kit (B8R05752). </p> | 60.45 | P10 | FVRATE20 | 1
Chemistry | B8R05772 | Carbon Electrodes | <p>A pair of carbon electrodes mounted on a rubber stopper. </p> <ul> <li>Suitable for use with the Hoffman Voltameter (B8A37096).</li> </ul> | 5.59 | PAA | FVRATE20 | 1
Lab Equipment | B8R05774 | Calibration Weights 1g-500g Pk12 | <p>This set of 12 Class M1 calibration weights ranges from 1g to 500g.&nbsp; &nbsp;The weights are presented in a lined aluminium box, complete with forceps and white cotton glove.</p> <p>It contains the following weights:</p> <ul> <li>1 x 1g,</li> <li>2 x 2g,</li> <li>1 x 5g,</li> <li>1 x 10g,</li> <li>2 x 20g,</li> <li>1 x 50g,</li> <li>1 x 100g,</li> <li>2 x 200g and</li> <li>1 x 500g.</li> </ul> <p>OIML weight sets are a complete set of test weight that can meet the requirements for testing to OIML standards. M1 weights offer the lowest accuracy but are more affordable and are ideal for lower cost items such as compact balances and bench scales.</p> | 249.85 | P12 | FVRATE20 | 1
Lab Equipment | B8R05775 | Thermometers 150mm Pk10 | <p>Total Immersion Initial&trade; Brand Green Spirit Filled Thermometers - Pack of 10</p> <p>-10<strong>&deg;</strong>C to +110&deg;C (L)155mm</p> <p>The initial&trade; range of Green Fill laboratory thermometers offers a significant saving on our range of standard thermometers while making no compromises to traditional Brannan quality and accuracy. This entry level range has a moulded glass non-roll device to help prevent breakage.</p> <ul> <li><strong>Range (&deg;C):</strong>&nbsp;-10&deg;C to +110&deg;C<strong></strong></li> <li><strong>Division:</strong>&nbsp;1.0&deg;C</li> <li><strong>Length:</strong> 155mm<strong></strong></li> <li><strong>Filling</strong>: Green Spirit</li> <li><strong>Immersion:</strong> Total Immersion</li> <li><strong>Accuracy</strong>: +/-1.5&deg;C at 35&deg;C<strong><strong><strong></strong></strong></strong></li> <li><strong>Product Material:</strong>&nbsp;Glass Tube: Kerosene filled</li> </ul> <p>Kit contains 10 loose thermometers.&nbsp;</p> | 24.35 | EA | FVRATE20 | 1
Lab Equipment | B8R05779 | Giant Thermometer | <p>Large wall thermometer with clear black printed scale. Suitable for indoor and outdoor use. Also available in low range for use in colder situations. </p> <p>Its large scale is easily read and the alcohol filled column is set into the case. </p> <p>Specifications: </p> <ul> <li>Nominal Range: -20 to +50°C / 0 +120°F</li> <li>Accuracy: +/- 1.0°C at ambient </li> <li>Product Dimensions: 380 x 75 x 10mm</li> </ul> | 23.55 | EA | FVRATE20 | 1
Primary Science | B8R05788 | Advanced Light Sensor | <p>The advanced light sensor can measure from 0.5 to 100,000 lux, with relative accuracy at all levels. It is ideal for experiments needing accurate quantitative results at all incident light levels. This sensor can select either fast or slow response modes.</p> <p>Only for use with Logbook Data Loggers.</p> | 65.99 | EA | FVRATE20 | 1
Stationery Accessories | B8R05809 | Classmates 15cm/mm Clear Rulers Pk100 | <p>You can depend on our Classmates Rulers to deliver precise measurements and durable performance, making them an essential tool for any setting. Crafted with a transparent design, these 150mm rulers are perfect for daily use in the classroom, office, or at home.</p> <p>Each ruler features clear, accurate graduations, ensuring precise measurements for every task. The bevelled edge allows for smooth and accurate drawing, making these rulers versatile for a wide range of activities, from technical work to creative projects. The transparent construction ensures you can easily see your work underneath, enhancing accuracy and convenience.</p> <p>This pack of 100 rulers is ideal for classrooms, workshops, or any environment where multiple rulers are needed. Built to withstand everyday wear and tear, these rulers are a dependable choice for all your measuring needs.</p> <ul> <li>Transparent design for easy visibility and accuracy</li> <li>Clear, precise graduations for accurate measurements</li> <li>Bevelled edge for smooth and precise drawing</li> <li>150mm length, ideal for various tasks</li> <li>Pack of 100, perfect for bulk use in educational or professional settings</li> </ul> <p>Classmates Rulers &ndash; a reliable and practical tool for accurate measurements and daily use.</p> | 13.99 | PHA | FVRATE20 | 1
Primary Science | B8R05910 | Measuring Jugs Pack | <p>A set of 4 polypropylene measuring jugs with well formed pouring spouts and handles with capacities of 250ml, 500ml, 1000ml and 2000ml.</p> <p>Curriculum Links:</p> <ul> <li>Essential kit for volume</li> <li>Describe and compare volumes (Y1)</li> <li>Estimate capacity (Y2)</li> <li>Calculate capacity (Y3)</li> <li>Convert to imperial measures (Y5)</li> </ul> | 29.99 | PK | FVRATE20 | 1
Glassware, Plastics & Ceramics | B8R05912 | Bell Jar 150mm Dia 250mm Height | <p>Simax® borosilicate glass bell jar with ground Flange with stopper. </p> <ul> <li>Socket size: 29/32</li> <li>Diameter: 150mm</li> <li>Height: 250mm.</li> </ul> | 73.05 | EA | FVRATE20 | 1
Appliances | B8R05913 | Dessicator 300mm | <p>Simax&reg; borosilicate glass desiccator, knob type.</p> <p>The Simax Desiccator is a sealable enclosure which can be useful for drying applications and for protecting moisture-sensitive items (such as the temporary storage of Cobalt Chloride Paper).</p> <ul> <li>Lid Diameter: 300mm</li> <li>Disc Diameter: 290mm</li> <li>Base Diameter: 392mm</li> </ul> | 234.95 | EA | FVRATE20 | 1
School Office & Post Room | B8R05915 | CM Address Labels 89x36mm P250 | <p>Enhance your labelling efficiency with the Classmates Address Label Roll in White, sized perfectly at 89 x 36mm. Ideal for schools, nurseries and offices, these labels cater to your everyday addressing and organisational needs.</p> <ul> <li><strong>Continuous Roll:</strong>&nbsp;Facilitates easy and seamless dispensing, ensuring an uninterrupted workflow in busy educational settings.</li> <li><strong>Self-Adhesive Labels:</strong>&nbsp;Securely adhere to envelopes, packages, and various surfaces, providing reliability in document and correspondence management.</li> <li><strong>Professional White Finish:</strong>&nbsp;Provides a tidy and professional appearance, suitable for all formal school correspondence.</li> <li><strong>Optimised Size (89 x 36mm):</strong>&nbsp;Offers generous space for clear and readable addresses, aiding in efficient sorting and delivery processes.</li> <li><strong>Ample Supply:</strong>&nbsp;With 250 labels per roll, it supports regular use and accommodates high-volume tasks without constant repurchasing.</li> <li><strong>Alternative Sizes:</strong>&nbsp;Also available in a 70 x 50mm size on a roll of 1000, meeting diverse labeling requirements.</li> </ul> <p>The Classmates Address Label Roll combines functionality with superior performance, making it an indispensable tool for managing address labelling needs effectively.</p> | 2.99 | BOX | FVRATE20 | 1
Coaching & Resources | B8R05917 | Fastime 01 Stopwatch Black | <p>The&nbsp;<strong>Fastime 01 Stopwatch</strong>&nbsp;in sleek black is the perfect companion for educators and coaches, especially in non-critical timing scenarios like football and school sports. Designed with a compact form factor, it is easy for children to handle.</p> <ul> <li><strong>24-hour Stopwatch:</strong>&nbsp;Includes time, calendar, and alarm functionalities.</li> <li><strong>Cumulative Split Timing:</strong>&nbsp;Record cumulative splits along with time out and fast finishes to enhance training sessions.</li> <li><strong>Shock Resistant:</strong>&nbsp;Built to withstand the rigours of student use.</li> <li><strong>Battery Included:</strong>&nbsp;Operates with a 357 (SR44) battery.</li> <li><strong>Safety Notice:</strong>&nbsp;Please keep batteries out of reach of children to avoid choking hazards.</li> </ul> <p><strong>Ideal For:</strong></p> <ul> <li>Football Matches</li> <li>School Sports Days</li> <li>Training Drills</li> <li>General Timing Needs</li> </ul> <p>To replace the battery, ensure the spring is correctly positioned under the battery, and that the battery fits securely under the clip for optimal contact. If the display is blank after replacement, it may require a reset using a 'U'-shaped tool made from a paper clip.</p> | 5.99 | EA | FVRATE20 | 1
Biology | B8R05919 | Kidney Vs(h10-102) | <p>An individual microscope slide showing a Vertical Section of Kidney, displaying basement membranes and brush borders. </p> <ul> <li>Staining: Periodic Acid Schiff & Haematoxylin</li> </ul> | 7.85 | EA | FVRATE20 | 1
Storage | B8R05920 | Double Column Tall Frame | <p>The Gratnells storage system is unique and designed for the organisation of all types of school equipment and the enormous range of science materials and equipment that need storing. Manufactured from square steel tubes with slots at 25mm intervals to take trays. The trolleys have 80mm castors and are ideal when transporting equipment around the room.</p> <ul> <li>80mm castors</li> <li>Metal runners are required and sold separately but are adjustable and can accommodate our range of super-tough trays.</li> <li>Supplied flat packed for self assembly.</li> <li>Please note: Trays and runners are sold separately.</li> <li>Can hold up to 34 shallow trays.</li> <li>Dimensions: W710 x D420 x H1850mm.</li> </ul> | 305 | EA | FVRATE20 | 1
Storage | B8R05921 | Treble Column Tall Frame | <p>The Gratnells storage system is unique and designed for the organisation of all types of school equipment and the enormous range of science materials and equipment that need storing. Manufactured from square steel tubes with slots at 25mm intervals to take trays. Metal runners are required and sold separately but are adjustable and can accommodate our range of super-tough trays. Supplied flat packed for self assembly. Please note: Trays and runners are sold separately.</p> <ul> <li>Unique and designed for the organisation of all types of school equipment.</li> <li>Manufactured from square steel tubes.</li> <li>Slots at 25mm intervals to take trays.</li> <li>Metal runners are required and sold separately.</li> <li>Supplied flat packed for self assembly.</li> <li>Dimensions: W1055 x D420mm in 2 heights with adjustable feet with flat metal top.</li> </ul> | 397 | EA | FVRATE20 | 1
Lab Equipment | B8R05922 | 2mm Stackable Lead (30cm Long) - Black | <p>Professional quality 2mm Plug leads. The 2mm spring loaded plugs are connected by highly flexible PVC cable.</p> <ul> <li>Maximum current: 16A</li> <li>Voltage: 33V AC - 70V DC.</li> <li>Colour: Black</li> <li>Length:300mm</li> </ul> <p>Suitable for all MFA Experiments</p> | 3.55 | EA | FVRATE20 | 1
Lab Equipment | B8R05923 | 2mm Stackable Lead (30cm Long) - Red | <p>Professional quality 2mm Plug leads. The 2mm spring loaded plugs are connected by highly flexible PVC cable.</p> <ul> <li>Maximum current: 16A</li> <li>Voltage: 33V AC - 70V DC.</li> <li>Colour: Red</li> <li>Length:300mm</li> </ul> <p>Suitable for all MFA Experiments</p> | 3.55 | EA | FVRATE20 | 1
Lab Equipment | B8R05926 | Plug Lead Safety High Current - Black | <p>Professional quality 4mm stackable safety test leads providing maximum operator safety by the incorporation of a rigid, non retractable insulating sleeve which completely encloses the plug pin. Double insulated highly flexible PVC cable </p> <ul> <li>Maximum current: 32A</li> <li>Voltage: 1000V</li> <li>Colour: Black</li> <li>Length: 1000mm</li> </ul> | 9.75 | EA | FVRATE20 | 1
Lab Equipment | B8R05927 | Plug Lead Safety High Current - Red | <p>Professional quality 4mm stackable safety test leads providing maximum operator safety by the incorporation of a rigid, non retractable insulating sleeve which completely encloses the plug pin. Double insulated highly flexible PVC cable </p> <ul> <li>Maximum current: 32A</li> <li>Voltage: 1000V</li> <li>Colour: Black</li> <li>Length: 1000mm</li> </ul> | 9.75 | EA | FVRATE20 | 1
Chemistry | B8R05933 | Zinc Sulfate-7-Water 1kg | <ul> <li>Molecular Weight: 287.56g/mol</li> <li>CAS Number: 7446-20-0</li> <li>Hazard: H302,H318,H410</li> <li>Precaution: P264,P270,P273,P280,P301+P312,P305+P351+P338,P310,P330,P391,P501</li> </ul> | 13.79 | KG | FVRATE20 | 1
Biology | B8R05955 | Film Reticles | <p>Plastic film reticle strips which consist of 5 eyepiece micrometer scales on each strip. 2 strips per pack including a total of 10 micrometer scales. They can be cut out to fit the size of any microscope with an eyepiece which measures 16-24mm. A cost effective alternative to buying microscope eyepieces with pre-fitted micrometers.</p> <ul> <li>Micrometer Scale: 10mm length with 100 divisions of 0.1mm</li> <li>Overall size 150mm x 30mm x 0.18mm thick</li> <li>Guide circles of 16mm, 19mm, 21mm and 24mm around each scale image for cutting.</li> </ul> | 43.69 | EA | FVRATE20 | 1
Physics | B8R05957 | Harris Standard Spectrometer Vernier | <p>An economically priced, high-quality, precision manufactured instrument capable of quantitative work. The main structural parts including the collimator and telescope bodies are manufactured from heavy castings for durability and precision. This lab-quality spectrometer offers excellent quality at a price that every classroom can afford. </p> <p>Scale: </p> <ul> <li>170mm diameter, 0 to 360° x 1°, capable of independent rotation, with locking screw. A spring-loaded Vernier scale (attached to the telescope mount) provides readings to 0.1° (6 minutes of arc).</li> </ul> <p>Collimator: </p> <ul> <li>Mounted on a fixed pillar and consists of an adjustable 6mm long slit on one side, with an achromatic converging lens (focal length 150mm) on the other</li> </ul> <p>Prism Table: </p> <ul> <li>Mounted on a 175mm diameter circular degree scale, and is provided with three levelling screws and has lines marked to assist with precise placement of prism.</li> </ul> <p>The astronomical type telescope consists of an achromatic objective (focal length170mm)at one end and a Ramsden's eyepiece with cross wires. It is mounted on a moveable pillar complete with adjustment, locking screw and axis adjustment. </p> <ul> <li>Dimensions: 419mm x 310mm x 279mm</li> <li>Weight: 4.9kg</li> </ul> <p>Standard Accessories include: </p> <ul> <li>1 x prism clamp for prisms up to 40mm high</li> <li>1 x diffraction grating holder aperture 25mm x 25mm</li> <li>1 x small screwdriver</li> <li>1 x tommy bar for axis adjustment</li> <li>Supplied in a durable thermocole box and includes working instructions.</li> </ul> <p>Spectrometer Prims can be purchased separately (B8A46413). </p> <p> </p> | 269.39 | EA | FVRATE20 | 1
Physics | B8R05958 | 1k Potentiometer | <p>A convenient, box-mounted potentiometer for various electrical experiments, 4mm safety sockets are provided.</p> <ul> <li>Range : 0-1K&Omega;, 3W + 5% continuously variable.</li> </ul> | 14.09 | EA | FVRATE20 | 1
Physics | B8R05959 | Dynamics Trolley Metal | <p>Metal Dynamics trolley of compact design.&nbsp; One end of metal body carries an integral spring plunger / trigger system for explosion experiments whilst the other end has a clamping screw for attaching ticker tape.</p> <p>Other built-in facilities include hook &amp; loop pads for non elastic collisions and locating pins to permit secure stacking of two or more trolleys. Compact design, constructed with all metal.</p> <ul> <li>Dimensions: 160mm x 80 x 50mm</li> </ul> | 36.99 | EA | FVRATE20 | 1
Physics | B8R05975 | Pendulum Clamp | <p>This sturdy pendulum clamp is constructed of an aluminium support bar with three screw clamps, attached to a die cast head clamp for use on support rods to hang weights and pendulums. Can attach to support rods up to 16mm in diameter. </p> <p>Three screw clamps can securely and individually be used to attach weights with strings. This pendulum clamp makes it easy to simultaneously demonstrate or test the properties of simple harmonic motion in physics labs or classrooms. </p> <ul> <li>Dimensions: 290mm x 30mm x 30mm</li> </ul> <p>Associated Products: </p> <ul> <li>Pendulum Bobs: B8R05990</li> <li>String: B8R06596</li> </ul> | 10.69 | EA | FVRATE20 | 1
Biology | B8R05976 | Human Skeleton With Ligament | <p>The life-size replica of a human skeleton provides an incredibly high amount of realism and detail for students examining the human skeleton. </p> <p>The right side of the skeleton features shoulder, elbow, hip and knee joint ligaments and the left side has been painted to show the points of muscle origin in red and insertion in blue. The skeleton is made of a fibrous material and is mounted on a stand with free rolling wheels. </p> <ul> <li>Supplied with dust cover.</li> <li>Mounted on a sturdy stand with free rolling wheels</li> <li>Height: 1.7M</li> </ul> | 339.95 | EA | FVRATE20 | 1
Biology | B8R05977 | Circulatory System Model | <p>A detailed representation of the human circulatory system in one-half scale.</p> <p>Students can trace blood flow away from the heart through the arteries and capillaries to all areas of the body and back to the heart through the veins. The frontal plane is cutaway so blood circulation can be traced to the major organs and extremities.</p> <ul> <li>Mounted on a base board</li> <li>Dimensions: 810mm x 304mm</li> <li>Includes key card</li> </ul> | 99.95 | EA | FVRATE20 | 1
Physics | B8R05978 | Faradays Law | <p>An assembly supports a coil so that it can be easily slide up and down a support tube and locked in position. When a small cylindrical magnet (supplied) is dropped down the tube, the resultant induced EMF can be monitored with an oscilloscope or data-logger. The amplitude varies with speed and this provides the basis for a student investigation into the relationship between distance fallen by the magnet and the output amplitude. At post-16, equations of motion can be used to determine the speed and if a PC storage oscilloscope is available, there is scope for investigation of output characteristics.</p> <ul> <li>Number of Turns: 100 turns</li> <li>Dimensions: (H)50mm x (D)60mm x (L)380mm</li> </ul> | 30.09 | EA | FVRATE20 | 1
Biology | B8R05980 | Period Of Gestation | <p>A chronological series of models showing the periods of gestation illustrating how the embryo develops during the pregnancy.</p> <ul> <li>The set consists of 8 different models in 15 parts</li> <li>All models are mounted on base</li> <li>Includes key card</li> </ul> | 155.85 | EA | FVRATE20 | 1
Physics | B8R05981 | Doppler Ball | <p>Did your students ever wonder why a train gets louder as it approaches? Why not show them the physical phenomenon known as the doppler effect with this battery driven device.</p> <p>Load the batteries, swing it in a full circular motion and your students will experience the doppler effect first hand!</p> | 16.65 | EA | FVRATE20 | 1
Biology | B8R05982 | Dual Sex Torso 24 Parts | <p>This high quality 24 part dual sex torso, with open back, fully represents the anatomy of the complete human upper body. The life-size cut away spine, showing the vertebral column, spinal cord with nerve endings, supports the head with nasal and buccal cavity, half brain and eye with optic nerve. </p> <p>Removable parts include: </p> <ul> <li>Female breast with rib insertions</li> <li>heart in 2 parts</li> <li>2-lung halves</li> <li>liver with gall bladder</li> <li>2-part stomach</li> <li>large and small intestines with appendix flap opening and cover</li> <li>half of kidney</li> <li>7th dorsal vertebra</li> <li>Male genital organs in 4-parts</li> <li>Female genital organs in 2-parts (with embryo in the 3rd month of pregnancy) </li> </ul> <p> </p> <ul> <li>Mounted on a base</li> <li>Includes key card</li> <li>Dimensions: 380mm x 240mm x 890mm </li> <li>Weight: 7.5 kg </li> </ul> | 579.99 | EA | FVRATE20 | 1
Physics | B8R05984 | Ball Bearings 25mm | <p>High quality steel ball bearings. </p> <ul> <li>Diameter: 25 mm.</li> <li>Supplied in a pack of 5.</li> </ul> | 10.45 | P 5 | FVRATE20 | 1
Physics | B8R05985 | Ball Bearings 13mm | <p>High quality steel ball bearings. </p> <ul> <li>Diameter: 13 mm.</li> <li>Supplied in a pack of 10.</li> </ul> | 5.59 | P10 | FVRATE20 | 1
Physics | B8R05986 | Ball Bearings 3mm | <p>High quality steel ball bearings. </p> <ul> <li>Diameter: 3mm.</li> <li>Supplied in a pack of 50.</li> </ul> | 4.75 | P50 | FVRATE20 | 1
Physics | B8R05988 | Bar Breaking Apparatus | <p>Show the forces which can be exerted during thermal expansion or contraction. Comprising of a heavy cast iron frame with slotted end pillars to carry a stout iron bar. The bar is threaded at one end for a large tensioning nut and has holes at the other end to accommodate the cast iron breaking bars.</p> <p>Supplied complete with ten breaking bars.</p> <ul> <li>Frame Dimensions: 340mm x 120mm x 100mm</li> </ul> <p>Breaking Bars are also available to purchase separately in a pack of 10 (B8R05987)</p> | 33.35 | EA | FVRATE20 | 1
Lab Equipment | B8R05989 | Wireless Colorimeter Set of 4 | <p>A set of four 2.0 Wireless Mystrica colorimeters in a deep Gratnells tray with a lid and polyethylene foam insert.</p> <p>The set includes:</p> <ul> <li>40 x 4ml cuvettes</li> <li>80 x cuvette caps</li> <li>25 x 12mm glass test tubes</li> <li>4 x cuvette racks</li> <li>4 x USB cables</li> <li>4 x laminated instruction sheets</li> <li>2 x user manuals.</li> </ul> <p>This colorimeter has been developed by practising teachers, to help teachers of science to deliver programmes of interesting and meaningful practical work. The instrument delivers high quality performance in a small, robust, user-friendly and affordable package. The unit can be used as a standalone colorimeter or be linked to a PC, tablet or smart phone. The PC software and the IOS and android apps are free to download and use. The colorimeter makes colorimetry easily accessible to students of all ages across the curriculum. The combination of low cost, ease of use and high performance make this an ideal instrument for use in schools and colleges. The colorimeter has a choice of wavelengths of light and can measure absorbance or transmittance. It can also be used for reaction kinetics.</p> <p><em><strong>Technical Specification:</strong></em></p> <ul> <li>Wavelength Range: 465-630nm</li> <li>Lamp Source: LED</li> <li>Optical System: Red, Blue, Green LED</li> <li>Photometric Range: 0 - 1.999A, 0.0 - 100.0%T</li> <li>Cuvette Holder: 10mm (12mm Test tubes can be used)</li> <li>Power Requirements: 4 x AA batteries (supplied)</li> <li>Compatibility: Via USB for PC, Bluetooth for IOS, Android smartphones and tablets</li> </ul> | 549.95 | EA | FVRATE20 | 1
Physics | B8R05990 | Pendulum Bobs Pack | <p>Comprising one solid sphere each of diameter 13mm, 19mm, and 25mm in the following materials:</p> <ul> <li>Brass,</li> <li>Copper,</li> <li>Iron,</li> <li>Lead,</li> <li>Aluminium</li> </ul> <p>Each sphere has a small ring for suspension using string or wire.</p> | 19.95 | P15 | FVRATE20 | 1
Lab Equipment | B8R05991 | Scoop | <p>Round Form scoop suitable for samples and food use.</p> <ul> <li>Overall Length: 18cm</li> <li>Scoop length: 12.5cm</li> <li>Capacity: 90ml</li> <li>Material: High density Polyethylene</li> </ul> | 4.75 | EA | FVRATE20 | 1
Physics | B8R05992 | Newtons Cradle | <p>Teach conservation of momentum in Physics classes around the world. Partially assembled, assembly of the frame is required.</p> <ul> <li>Dimensions: 135mm x 115mm x 140mm</li> </ul> | 14.59 | EA | FVRATE20 | 1
Biology | B8R05995 | Transformation Of E. Coli Green | <p>In this Transformation of E-Coli Kit, students will explore the biological process of bacterial transformation using E-Coli and green fluorescent protein plasmid DNA.</p> <p>At the end of the activity, students will have experience observing and analysing acquired traits (ampicillin resistance and fluorescence) as exhibited by transformed bacterial cells.</p> <ul> <li>Group Size: for 10 lab groups</li> <li>Storage: some components require refrigerator and freezer storage upon receipt</li> <li>Time Required: Set-up - 50 minutes, Incubation - overnight, Transformation - 15 minutes</li> </ul> <p>The kit includes:</p> <ul> <li>Full instructions</li> <li>BactoBeads&trade; E.coli GFP Host</li> <li>Supercoiled pFluoroGreen&trade; plasmid DNA</li> <li>Ampicillin</li> <li>IPTG</li> <li>Calcium Chloride</li> <li>Growth Additive</li> <li>ReadyPour&trade; Luria Broth Agar (sterile)</li> <li>Luria Broth Medium for Recovery (sterile)</li> <li>Petri Plates (small &amp; large)</li> <li>Plastic micro-tipped transfer pipettes</li> <li>Wrapped 10ml pipette (sterile)</li> <li>Toothpicks (sterile)</li> <li>Inoculating loops (sterile)</li> <li>Microcentrifuge tubes</li> </ul> <p>Additional required equipment &amp; materials (not supplied with the kit):</p> <ul> <li>Adjustable Micropipette (B8R05604)</li> <li>Micropipette Tips (PP00052738)</li> <li>2 x Water Bath (B8R06048)</li> <li>Thermometer (B8A86150)</li> <li>Incubator (B8A64397)</li> <li>Pipette Filler (B8A78062)</li> <li>Ice</li> <li>Marker Pens (B8R08171)</li> <li>Bunsen Burner&nbsp;</li> <li>Microwave or Hot Plate (B8R04379)</li> <li>Hot gloves</li> <li>Long wave UV light</li> </ul> <p><strong>Please note - this product is non returnable.</strong></p> | 171.05 | EA | FVRATE20 | 1
Biology | B8R05996 | Simulation Of Hiv Detection | <p><strong>*Please Note: This is a simulated HIV Detection Kit for use in education.&nbsp; It is not suitable for diagnostic or clinical use*</strong></p> <p>The HIV test detects HIV infection indirectly using an ELISA test against HIV antibodies in the blood. The test works by taking antibodies from the patient's blood and adding them to a microtiter plate coated with HIV antigen. If HIV antibodies are present in the blood, they will bind to the antigens on the plate. This binding is detected with an enzyme-linked secondary antibody that causes a colour change upon addition of substrate.</p> <p>In this experiment, your students will perform an ELISA test by coating microtiter plate wells with simulated HIV antigen and then test simulated donor serum for anti-HIV antibodies.</p> <ul> <li>Group Size: for 10 lab groups</li> <li>Storage: Refrigerator</li> <li>Time Required: 60 minutes</li> </ul> <p>The kit includes:</p> <ul> <li>Full instructions</li> <li>10X ELISA wash buffer</li> <li>ELISA dilution buffer</li> <li>Antigen (lyophilized)</li> <li>Primary antibody (lyophilized)</li> <li>Secondary antibody (lyophilized)</li> <li>ABTS (lyophilized)</li> <li>ABTS reaction buffer</li> <li>Microtitre plates</li> <li>Transfer pipettes</li> <li>Snap-top microcentrifuge tubes</li> <li>15ml conical tubes</li> </ul> <p>Additional required materials (not included with the kit):</p> <ul> <li>Distilled Water</li> <li>Beakers (B8R07862)</li> <li>Disposable laboratory gloves</li> <li>Automatic Micropipette &amp; tips (recommended)</li> <li>Incubator (B8A64397)</li> </ul> <p><strong>Please note - this product is non returnable.</strong></p> | 188.15 | EA | FVRATE20 | 1
Biology | B8R05997 | Human Dna Typing Using Pcr | <p><strong>*Please Note: This is a simulated DNA Typing Kit for use in education.&nbsp; It is not suitable for diagnostic or clinical use*</strong></p> <p>This Human DNA Typing Kit allows your students to use primers for a 300 base pair Alu insertion in chromosome 16 (PV92) to determine their own genotype!</p> <p>They can then compare their class results with others around the world over the internet.</p> <ul> <li>Group Size: for 25 students</li> <li>Storage: Some components require freezer storage on receipt</li> <li>Time Required: Extraction - 50 minutes, PCR set-up - 10 minutes, PCR - 90 minutes, Electrophoresis - 60 minutes, staining - 5 minutes to overnight</li> </ul> <p>The kit includes:</p> <ul> <li>Full Instructions</li> <li>PCR EdvoBeads&trade; PLUS</li> <li>PV92 LyphoPrimer&trade; Mix</li> <li>EdvoQuick&trade; DNA Ladder</li> <li>LyphoControl&trade;</li> <li>Universal DNA Buffer</li> <li>TE Buffer</li> <li>Proteinase K</li> <li>UltraSpec-Agarose&trade;</li> <li>TBE Electrophoresis Buffer Powder</li> <li>SYBR&reg; Safe Stain</li> <li>FlashBlue&trade; Stain</li> <li>Microcentrifuge &amp; PCR Tubes</li> <li>Disposable Plastic Cups</li> <li>Salt Packets</li> <li>a 15 mL conical tube.</li> </ul> <p>Additional required materials (not included with the kit):</p> <ul> <li>DNA Electrophoresis Tank, with accessories including casting trays, micropipettes &amp; special power supply (B8R03273)</li> <li>Adjustable Micropipette (B8R05604)</li> <li>Micropipette Tips (PP00052738)</li> <li>Balance (PP00055981)</li> <li>Thermal Cycler (PP00052450)</li> <li>UV or Blue Light Transilluminator (PP00052452)</li> <li>White Light Box - optional&nbsp;</li> <li>2 x Water Bath (B8R06048)</li> <li>Microcentrifuge (PP00052937)</li> <li>Microwave or Hot plate (B8R04379)</li> <li>Beakers (B8R07862)</li> <li>Nitrile Gloves&nbsp;</li> <li>Ice</li> <li>Deionised Water (B8A72266)</li> </ul> <p><strong>Please note product is non returnable.</strong></p> | 183.69 | EA | FVRATE20 | 1
Biology | B8R05998 | Identification Genetically Modified Food | <p><strong>*Please Note: This</strong><strong> Identification of Genetically Modified Food Kit is only suitable for use in education.</strong><strong> It is not suitable for use in the food industry or commercially*</strong></p> <p>Some foods contain raw materials from genetically modified organisms (GMO). Examples include tofu, corn flakes and corn meal.</p> <p>In this Identification of Genetically Modified Food Kit, your students will extract DNA from food or plant material and perform PCR to determine if any GM indicator genes are present.</p> <p>Amplified DNA is separated and sized by agarose gel electrophoresis.</p> <p><strong>Please note that .</strong></p> <ul> <li>Group Size: for 10 lab groups</li> <li>Storage: some components require freezer storage upon receipt</li> <li>Time Required: Extraction - 45 minutes, PCR set-up - 10 minutes, PCR - 2hours, Electrophoresis - 60mins, Staining - 5 minutes</li> </ul> <p>The kit includes:</p> <ul> <li>Full Instructions</li> <li>PCR EdvoBeads&trade;</li> <li>Universal DNA Buffer</li> <li>TE Buffer</li> <li>LyphoPrimer&trade; Mix</li> <li>GMO Positive LyphoControl&trade;</li> <li>NaCl Solution</li> <li>DNA Extraction Buffer</li> <li>100 base pair ladder,</li> <li>Proteinase K</li> <li>UltraSpec Agarose&trade;</li> <li>TBE Electrophoresis buffer powder</li> <li>SYBR&reg; Safe Stain</li> <li>0.2ml PCR Tubes</li> <li>Plastic micropestles</li> <li>Transfer pipettes</li> <li>Snap-top microcentrifuge tubes</li> </ul> <p>Additional required equipment &amp; materials (not supplied with the kit):</p> <ul> <li>DNA Electrophoresis Tank, with accessories including casting trays, micropipettes &amp; special power supply (B8R03273)</li> <li>Adjustable Micropipette (B8R05604)</li> <li>Micropipette Tips (PP00052738)</li> <li>Thermal Cycler (PP00052450)</li> <li>UV or Blue Light Transilluminator (PP00052452)</li> <li>Water bath (B8R06048)</li> <li>Microcentrifuge (PP00052937)</li> <li>Microwave or hot plate (B8R04379)</li> <li>Isopropanol (B8F78836)</li> <li>70% Ethanol (B8A67749)</li> </ul> <p><strong>Please note - this product is non returnable.</strong></p> | 224.65 | EA | FVRATE20 | 1
Biology | B8R05999 | Blood Typing | <p><strong>*Please Note: This is a simulated Blood Typing Kit for use in education.&nbsp; It is not suitable for diagnostic or clinical use*</strong></p> <p>The ABO typing of blood left at the scene of a crime can help to narrow down a list of suspects.</p> <p>Using this Blood Typing Kit, your students will use agglutination to identify the blood group of unknown blood samples as a step to identify a criminal.</p> <p>The kit contains enough materials for 10 lab groups.</p> <ul> <li>Time Required: Complete in 45 minutes</li> <li>Storage: Room Temperature</li> </ul> <p>The kit includes:</p> <ul> <li>Full instructions</li> <li>Control ABO simulated blood samples</li> <li>Unknown simulated blood samples</li> <li>Anti-A &amp; Anti-B serums</li> <li>Red dye concentrate</li> <li>Transfer pipettes</li> <li>Microtiter plates</li> </ul> <p>The following additional materials or equipment are required:</p> <ul> <li>Micropipette&nbsp;(B8R05604)</li> <li>Micropipette Tips (PP00052738)</li> </ul> | 80.39 | EA | FVRATE20 | 1
Biology | B8R06000 | Cancer Gene Detection | <p><strong>*Please Note: This is a simulated Gene Detection kit which has been developed for use in education.&nbsp; It is not suitable for diagnostics or clinical use.*</strong></p> <p>Immortality through uncontrolled cell division is a characteristic of cancer cells. The p53 gene is a tumour suppressor gene which prevents this. Mutations in this gene are present in more than 50% of cancers. Testing people for mutations in their p53 gene can indicate an increased risk in developing cancer. These tests raise intriguing ethical questions for both the individual tested and the family of an individual who chooses to be tested.</p> <p>In this experiment, students determine a pedigree for a family suspected to be carriers of mutations in their p53 genes. A DNA test indicates their likelihood of developing cancer.</p> <p>This Cancer Gene Detection Kit includes the reagents needed to produce up to 8 electrophoresis gels.</p> <ul> <li>Group Size: For 8 gels</li> <li>Storage: Room Temperature stable, storage of Ready-to Load QuickStrip&trade; DNA samples in the refrigerator is recommended.</li> <li>Time Required: Complete in 45 minutes</li> </ul> <p>The kit includes:</p> <ul> <li>Full instructions</li> <li>Ready-to Load QuickStrip&trade; DNA samples</li> <li>UltraSpec-Agarose&trade;</li> <li>Electrophoresis Buffer (50x)</li> <li>Practice Gel Loading Solution</li> <li>FlashBlue&trade; DNA Stain</li> <li>InstaStain&reg; Blue Cards</li> <li>Disposable pipettes</li> </ul> <p>Additional required materials (not included with the kit):</p> <ul> <li>DNA Electrophoresis Tank, with accessories including casting trays, micropipettes &amp; special power supply (B8R03273)</li> <li>Adjustable Micropipette (B8R05604)</li> <li>Micropipette Tips (PP00052738)</li> <li>Illuminator - optional (PP00052452)</li> <li>Microwave or hot plate (B8R04379)</li> </ul> | 98.39 | EA | FVRATE20 | 1
Biology | B8R06001 | Dna Paternity Testing Simulation | <p><strong>*Please Note: This is a simulated Paternity Testing Kit for use in education.&nbsp; It is not suitable for diagnostic or clinical use*</strong></p> <p>This experiment introduces students to the use of DNA fingerprinting in a simulated paternity determination. A child's DNA fingerprint is compared with his parents. The experiment does not contain human DNA.</p> <ul> <li>Group Size: 8 gels / lab groups</li> <li>Storage: Stable at room temperature, storage of Ready-To-Load QuickStrip&trade; samples in the refrigerator is recommended</li> <li>Time Required: Complete in 45 minutes</li> </ul> <p>The kit includes:</p> <ul> <li>Full instructions</li> <li>Ready-To-Load QuickStrip&trade; DNA samples</li> <li>UltraSpec-Agarose&trade;</li> <li>Electrophoresis Buffer (50x)</li> <li>Practice gel loading solution</li> <li>FlashBlue&trade; DNA Stain</li> <li>Disposable pipettes</li> </ul> <p>Additional required materials (not included with the kit):</p> <ul> <li>DNA Electrophoresis Tank, with accessories including casting trays, micropipettes &amp; special power supply (B8R03273)</li> <li>Adjustable Micropipette (B8R05604)</li> <li>Micropipette Tips (PP00052738)</li> <li>White Light Box - optional</li> <li>Microwave or hot plate (B8R04379)</li> </ul> | 128.75 | EA | FVRATE20 | 1
Biology | B8R06002 | Medium Electrophoresis | <p>Run the full spectrum of horizontal electrophoresis experiments with this versatile electrophoresis package! Our newly reimagined M12 electrophoresis tank supports one or two student groups in two standard length gel trays for experiments that require less separation, or one long gel tray for experiments that require more.</p> <ul> <li>The sleek new design produces excellent results in 15-30 minutes.</li> </ul> <p>The kit includes:</p> <ul> <li>(2) 7x7cm Gel Trays</li> <li>(1) 14x7cm Gel Tray</li> <li>HexaGel Electrophoresis tank for up to 2 gels <strong>(Please note: The Tank requires an additional electrophoresis power supply (not included - PP00052449)</strong></li> <li>(2) 6/8 Tooth Combs</li> <li>(4) Rubber End Caps</li> <li>(1) DNA DuraGel&trade;</li> </ul> <p>Includes Complete Set of New &amp; Improved Electrophoresis Accessories</p> <ul> <li>Now Includes DNA DuraGel&trade; for Pipetting Practice!</li> <li>Large Colour Coded Push Tabs for Easy Lid Insertion &amp; Removal</li> <li>Pour Spout for Buffer Disposal</li> <li>Improved Ventilation Reduces Lid Condensation</li> <li>User Replaceable Electrodes</li> <li>Chamber Reverse Compatible with Previous Edvotek&reg; Accessories</li> <li>US Design Patent No. D749,235</li> <li>Made in USA</li> </ul> <p>Run up to two groups of student samples at the same time. Choose either two 70 x 70mm gel trays or one 70 x 140mm gel tray. Gives excellent results in 15-30 minutes.</p> <p>Kit does not include any reagents.&nbsp;Additional experiment kits are available which contain all reagents to conduct electrophoresis.</p> | 382.25 | EA | FVRATE20 | 1
Glassware, Plastics & Ceramics | B8R06006 | Filter Funnels - 38mm | <p>Unbreakable plastic funnels for separation work with soils and solutions. Suitable for use with burettes.</p> <ul> <li>Diameter: 38mm</li> <li>Pack of 10</li> </ul> | 5.49 | P10 | FVRATE20 | 1
Chemistry | B8R06007 | Mole Set | <p>The mole set helps students visualise a mole in solid state. It contains four element bars: Copper, Iron, Zinc and Aluminium. Each sample represents one mole of the element. A great way to represent the abstract concept of mole and molar mass in a visually and kinaesthetically way. Helping students to develop a greater understanding of the concept, as well as a greater knowledge of the properties of each element when they compare these four specimens side by side. </p> <p>Dimensions: </p> <ul> <li>Copper bar - 45 x 12.7 x 12.7 mm</li> <li>Iron bar - 46 x 12.6 x 12.6 mm</li> <li>Zinc bar - 61 x 12.6 x 12.6 mm</li> <li>Aluminium bar - 65 x 12.6 x 12.6 mm</li> </ul> <p>Supplied in a case. </p> | 21.65 | P 4 | FVRATE20 | 1
Chemistry | B8R06008 | Quickfit Liebig Condenser 19-26 340mm | <p>Popular water-jacketed Quickfit&reg; Liebig Condenser with ground cone and socket, suitable for distillation and reflux applications. With detachable plastic screw thread connectors for easy and safe attachment of rubber hose.</p> <ul> <li>Effective Length: approx. 210mm</li> <li>Overall Length: approx. 340mm</li> <li>Cone Size: 19/26</li> <li>Socket Size: 19/26</li> <li>Material: Borosilicate Glass</li> </ul> <p>Rubber tubing is available to purchase separately, by the meter (B8A89667).</p> | 48.29 | EA | FVRATE20 | 1
Chemistry | B8R06013 | Orcein Stain 5g | <ul> <li>Molecular Weight: 500.50g/mol</li> <li>CAS Number: 1400-62-0</li> <li>Hazard: H302</li> <li>Precaution: P264,P270,P301+P312,P330,P501</li> </ul> | 41.8 | EA | FVRATE20 | 1
Biology | B8R06015 | Lung Demo Model In A Bell Jar | <p>This simple model demonstrates the functioning of lungs for students. It depicts how the lungs are emptied and filled with air by the relaxation and contraction of the diaphragm muscle.</p> <ul> <li>Consists of: Two balloons attached to a Y-tube simulate the lungs</li> </ul> <p>The chest cavity is a bell jar with open top and stout latex rubber sheet that acts as the diaphragm. As the diaphragm is pulled downward, the atmospheric pressure is lowered inside the chamber, causing the lungs to expand and take in air. When the diaphragm is released, the lungs deflate.</p> <ul> <li>Dimensions: 200mm x 200mm x 360mm</li> </ul> <p>Product contains Latex.</p> | 34.99 | EA | FVRATE20 | 1
Biology | B8R06017 | Environmental Investigations | <p>A well-chosen selection of nets, containers and viewers for any outdoor exploration.</p> <p>The Environmental Investigations Kit includes:</p> <ul> <li>10 x Graduated 3ml Disposable Pipettes</li> <li>2 x White Polypropylene Collecting Trays (355mm x 255mm x 50mm)</li> <li>5 x Hand Magnifiers (Magnification: 3X, 15mm Diameter)</li> <li>10 x Pond Net (155mm x 125mm)</li> <li>10 x Bug Pots</li> <li>10 x Disposable Forceps</li> <li>10 x Disposable Petri Dishes (55mm Diameter)</li> </ul> | 183.65 | KIT | FVRATE20 | 1
Biology | B8R06018 | Human Eye Model | <p>This highly detailed, 3 times life size representation of the human eye is a 6-part model which shows the structure of parts including the lens, cornea and retina. The eye structure fascinates and informs students and can make an excellent alternative to a real eye dissection.</p> <ul> <li>Dimensions: 90mm x 90mm x 150mm</li> </ul> <p>Enjoy using the exclusive virtual anatomy content with the following features:</p> <p>Freely rotate your digital model and zoom in and out.</p> <p>Display hotspots and their anatomical structures.</p> <p>Augmented Reality (AR) feature starts your virtual anatomy model.</p> <p>Anatomy Quiz function to test and improve your anatomical knowledge with instant results and final score evaluation.</p> <p>Drawing function that allows image customization with save and share function.</p> <p>Useful Notes function to help you with your personal learning.</p> <p>Possibility to learn both male and female anatomy.</p> <p>Easy access to 3D content both online and offline.</p> <p>Available in 11 languages.</p> <p>To get started, simply scan the QR-code located on your Anatomical Model, download the visionary 3B Smart Anatomy app and step into the virtual world of Human Anatomy.&nbsp;</p> | 73.55 | EA | FVRATE20 | 1
Lab Equipment | B8R06022 | Measuring Tape 20m | <p>PVC coated fibreglass tape measure, extremely resistant to stretching. The scale is graduated on one side every 10mm and figured every tenth of a metre with metre figures in red. In an ABS plastic case with rewind handle.</p> <ul> <li>Length: 20M</li> <li>Width: 13mm</li> </ul> | 11.39 | EA | FVRATE20 | 1
Biology | B8R06026 | Instapulse | <p>The Instapulse is extremely easy to use with a simple touch of the hands - just grasp the rings for an instant pulse reading. Automatically turns off when your hands are removed. Ideal for use in schools where a large group can easily share its use, before, during or after exercise. </p> | 163.59 | EA | FVRATE20 | 1
Primary Science | B8R06033 | Magnifier Set | <p>This 35 piece set contains a variety of magnifying instruments which can be used for a selection of experiments and investigations. The magnifiers are of differing strengths and allow for many areas of experimentation. Suitable for a wide variety of magnifying needs both in the classroom and outdoors. Ideal for a class (of 35!) carrying out scientific enquiry and easy to store!</p> <p>The set comes in a tough waterproof plastic storage box and contains:</p> <ul> <li>24 x 35mm hand magnifiers with 5x magnification</li> <li>5 x 50mm double lens hand magnifiers with 4x &amp; 6x magnification</li> <li>2 x 63mm hand magnifiers with 3.5x magnification</li> <li>4 x 70mm bug viewing boxes with 3.5x magnification (and 0.5 cm measuring grid)</li> </ul> | 42.99 | PK | FVRATE20 | 1
Physics | B8R06034 | Axial And Lateral Search Coil | <p>These Search Coils consist of 5000 turns of very fine copper wire on a bobbin fixed at one end of fibreglass board (electrically insulated and non magnetic) and on the other end two 4 mm socket terminals are fitted. They can be used to determine field strengths or flux density inside the air gap of magnets or solenoids. An a.c. or d.c. signal can be applied to the search coils to study the effect of interacting magnetic fields.</p> <ul> <li>The Axial Coil has the coil mounted with its axis parallel to the axis of the PCB board.</li> <li>The Lateral Coil has the coil mounted with its axis at 90 degrees to the axis of the PCB board.</li> </ul> <p>Signal Generator also required for use (PP00051869 or similar).</p> <p>The coils are available to order separately:</p> <ul> <li>Lateral Search Coil - R07038</li> <li>Axial Search Coil - R07037</li> </ul> | 24.25 | EA | FVRATE20 | 1
Physics | B8R06035 | Worcester Circuit Board | <p>Our premium Worcester Circuit board allows students to construct and explore simple circuits, series circuits, parallel circuits, and Ohm&rsquo;s Law</p> <p>The materials included in Worcester Circuit Board Kit enable a variety of circuits to be constructed quickly</p> <p>Students will explore concepts of electric circuits with the materials supplied. The kit consists of a baseboard with terminal connections, a set of high-quality plastic connectors with metal inserts, a potentiometer, lamp holders, bulbs, and accessories.</p> <p>They will use a multimeter (not included - B8R06226) to measure voltage, current, and resistance through simple, series, and parallel circuits, as well as compare these values through a light bulb and a resistor.</p> <p>Includes full experiment manual.</p> <p>Supplied with all accessories (does not include cells - B8R05412).</p> <p>This kit contains:</p> <ul> <li>1 x Electric circuit board: (L)330mm x (W)330mm x (H)25mm.</li> <li>9 x Bulb holders</li> <li>1 x Bag of 16 bulbs</li> <li>2 x Push-button switches</li> <li>1 x Variable resistor (potentiometer)</li> <li>12 x Connecting bars</li> <li>1 x Resistor</li> <li>1 x Coil of wire, 19 gauge copper</li> <li>1 x Coil of white wire, 24 gauge copper</li> <li>1 x Coil of steel wire, 28 gauge</li> <li>2 x Red connecting wires</li> <li>2 x Black connecting wires</li> <li>2 x Alligator clips</li> <li>1 x Container of graphite rods</li> <li>1 x Bag of steel wool</li> <li>1 x Set of instructions</li> </ul> | 88.95 | EA | FVRATE20 | 1
Primary Science | B8R06036 | Floating Ring Magnets | <p>Demonstrate attraction and repulsion! One single set of floating ring magnets.</p> <ul> <li>Diameter of Magnets: 23mm</li> <li>Overall Height of Base and Rod: 125mm</li> <li>Number of Magnets: 5</li> </ul> <p>WARNING! Not Suitable for Children under 3 years due to small parts.</p> <p>This product contains magnets or magnetic components.</p> <p>Magnets can cause serious or fatal injury if swallowed.</p> | 7.49 | EA | FVRATE20 | 1
Physics | B8R06037 | Ticker Timer | <p>This extremely popular unit has revolutionised experiments because of the quality of the traces it makes, and the reliability of the mechanism ensures that ticker-tape experiments are no longer hit and miss.</p> <p>There is no double-dotting or smearing, even at high speeds. No pen or carbon discs are required. Friction between tape and ticker-timer is kept to a minimum.</p> <p>Excellent results can be expected.</p> <p>The unit comes with a boss-head so that it can be easily clamped in a rod.</p> <p>Requires 2 - 4V AC from a low-voltage power supply (not included).</p> <p>The unit is protected by a 2A internal fuse.&nbsp; A Power Supply with a voltage limiting lock is preferred (PP00057619)</p> <p>The Timer uses self-marking paper tape which is included.</p> <ul> <li>Replacement Tape can be supplied separately: B8R07098</li> </ul> | 72.35 | EA | FVRATE20 | 1
Physics | B8R06038 | Single Pulley Block | <p>Single Pulley Block</p> <p>Incorporating a 50mm diameter aluminium pulley accurately centred in a metal frame. These blocks are available in double and triple form with plain bearing pulleys. The bearing pin may be rapidly removed from the frame, thus releasing the pulley and allowing easy 'stringing up'.</p> <p>A simple locking system prevents the pin accidentally coming out.</p> <p>All blocks have a hook at each end.</p> <ul> <li>Overall length of frame: 70mm.</li> <li>Maximum Load: Approx. 2kg</li> </ul> | 2.55 | EA | FVRATE20 | 1
Physics | B8R06039 | Spectrum Tube Holder | <p>Philip Harris Spectrum Tube Holder&nbsp;</p> <p>This economical special spectrum tube holder allows an external power source to be used for 26cm long spectrum tubes.</p> <p>Fitted with 4mm safety sockets on black panel. This holder is fitted with bosshead which allows its clamping on any laboratory stand.</p> <ul> <li>Spectrum Tubes, Power Supply &amp; Stand are not included.</li> </ul> <p>Requires the following equipment to operate:</p> <ul> <li>E.H.T. Power Supply - B8R02653</li> <li>E.H.T. Safety Experiment Leads - B8R07149</li> <li>Retort Stand Base - B8A82004</li> <li>Retort Stand Rod - B8A82053</li> </ul> <p>Available Spectrum Tubes include:</p> <ul> <li>Argon - B8R06989</li> <li>Helium - B8R06986</li> <li>Hydrogen - B8A46539</li> <li>Krypton - B8R06991</li> <li>Oxygen - B8A46553</li> <li>Mercury Vapour - B8R06990</li> <li>Neon - B8A46565</li> <li>Nitrogen - B8A46541</li> <li>Xenon - B8R06992</li> </ul> <p>There is also a bundle of 4 tubes available - B8R06832 - including Hydrogen, Nitrogen, Oxygen, Neon</p> <ul> <li>Diffraction Spectroscope available separately: B8A81802</li> </ul> | 55.85 | EA | FVRATE20 | 1
Primary Science | B8R06042 | Primary Electrics Kit | <p>Contains electrical components in a handy plastic storage box allowing students to construct circuits, identify the various components and engage in investigating different component functions. This kit includes many exciting components such as buzzers, motors, LED's and batteries. There are 14 suggested experiments helping pupils to understand what electricity is and where it comes from.</p> <p>Applicable to Year 4 &amp; 6 of Key stage 2: Electricity .</p> <p>Pack includes:</p> <ul> <li>2 x Reels of Black Wire</li> <li>2 x Reels of Red Wire</li> <li>1 x Wire Stripper</li> <li>10 x MES 1.5V Bulbs</li> <li>10 x MES 3.5V Bulbs</li> <li>10 x MES 2.2V Flashing Bulbs</li> <li>5 x Double Battery Holders (C size)</li> <li>10 x Single Battery Holders (C size)</li> <li>10 x Battery Snap Connectors</li> <li>10 x Batteries 1.5V (C size)</li> <li>1 x Multicolour Connecting Wire (PK10)</li> <li>10 x Bulb Holders</li> <li>1 x Ball of String</li> <li>5 x Push Switch Red Stop</li> <li>5 x Push Switch Black Stop</li> <li>1 x Reed Switch with Magnet</li> <li>1 x Bell Switch</li> <li>6 x Buzzers</li> <li>3 x Electric Motors 3 - 6V</li> <li>5 x Motor Pulleys</li> <li>6 x Screw Drivers</li> <li>1 x Insulating Tape</li> <li>3 x Blocks of Wood (100 x 150 x 8 mm)</li> <li>5 x LED Red 8mm</li> <li>5 x LED Green 8mm</li> <li>5 x LED Yellow 8mm</li> <li>1 x Connectors Gang</li> <li>2 x Micro Switch Lever Type</li> <li>2 x Micro Switch Roller Type</li> <li>1 x Knife Switch Double</li> <li>1 x Variable Resistor Switch 500 Ohm</li> <li>1 x Balloons (Pack of 10)</li> <li>1 x Mixed Pack of split pins, thumb tacks, paper clips</li> <li>3 x Cardboard Tube</li> <li>2 x Torch</li> <li>1 x 10gm of Elastic Bands</li> <li>15 x Lollipop Sticks</li> </ul> | 194.99 | PK | FVRATE20 | 1
Primary Science | B8R06044 | Magnetic Rubber Tape 8x0.8mm | <p>Self-adhesive magnetic rubber tape that is powerful enough to hold light metal objects. It can be cut with scissors.</p> <p>Size: 10m x 8mm x 0.8mm roll</p> <p>WARNING! Not Suitable for Children under 3 years due to small parts.</p> <p>This product contains magnets or magnetic components.</p> <p>Magnets can cause serious or fatal injury if swallowed.</p> | 7.99 | EA | FVRATE20 | 1
Physics | B8R06045 | Monkey And Hunter Launcher | <p>This Monkey and Hunter apparatus demonstrates the equation of motion and projectile theory. The apparatus allows for an interactive study of the problem by students. A spring powered rifle fires ping pong ball bullets at a model monkey supported from a small electromagnet. The electromagnet is switched off at the instant the projectile leaves the gun. No matter what the distance is between gun and monkey, the ball will always hit its target giving a dramatic demonstration of the fact that any projectile falls at the same rate regardless of its horizontal velocity.</p> <p>It is recommended that the solenoid, which is rated at 6V maximum, is powered by a Smoothed D.C. Variable Power Supply or a 4.5V Battery. The Retro Regulated PSU is suitable for this.</p> <p>Associated Products:</p> <ul> <li>G-Clamp - to secure the gun unit to the bench - B8R06357</li> <li>Retro Regulated PSU - B8R04367</li> <li>Retort Stand Bundle - B8R06571</li> </ul> | 89.95 | EA | FVRATE20 | 1
Appliances | B8R06048 | Philip Harris Water Bath 5 Litre | <p>An ideal choice for schools and colleges requiring a basic simple-to-use quality water bath. Base tray included as standard. A great value range.</p> <ul> <li>Temperature Range: Ambient +5&deg;C to 95&deg;C</li> <li>Unique Set and Forget<strong>&reg;</strong> technology - fast heat-up, reliable temperature control</li> <li>Stability &plusmn;0.5&deg;C</li> <li>Simple, intuitive controls - quick and easy to set temperature</li> <li>Practical front panel lock - disables front panel controls preventing unintentional temperature changes</li> <li>3 year warranty</li> <li>UK design and manufacture</li> <li>Display lock - disables front panel controls</li> <li>Tray and lid included</li> <li>Advanced dry start and run dry protection - prevents costly service repairs</li> <li>Essential features chosen by users</li> <li>Size: L335 x W325 x H300mm</li> <li>Internal measurements - W30cm x d15cm x h15cm</li> </ul> | 478.45 | EA | FVRATE20 | 1
Appliances | B8R06049 | Philip Harris Water Bath 12 Litre | <p>An ideal choice for schools and colleges requiring a basic simple-to-use quality water bath. Base tray included as standard. A great value range.</p> <ul> <li>Temperature Range - Ambient +5&deg;C to 95&deg;C</li> <li>Set and Forget&trade; technology - fast heat-up, reliable temperature control</li> <li>Temperature stability &plusmn;0.5&deg;C</li> <li>Simple to use controls, clear bright display</li> <li>3 year warranty</li> <li>UK design and manufacture</li> <li>Display lock - disables front panel controls</li> <li>Drain tap (12 and 18 Litre model only), tray and lid included</li> <li>Advanced dry start and run dry protection - prevents costly service repairs</li> <li>Essential features chosen by users</li> <li>Size: L360 x W380 x H225mm</li> <li>Internal measurements - W 32.5cm d 30cm h 15cm</li> </ul> | 545.55 | EA | FVRATE20 | 1
Appliances | B8R06050 | Philip Harris Water Bath 18 Litre | <p>An ideal choice for schools and colleges requiring a basic simple-to-use quality water bath. Base tray included as standard. A great value range.</p> <ul> <li>Temperature range - Ambient +5 to 95&deg;C</li> <li>Set and Forget&trade; technology - fast heat-up, reliable temperature control</li> <li>Temperature stability &plusmn;0.5&deg;C</li> <li>Simple to use controls, clear bright display</li> <li>3 year warranty</li> <li>UK design and manufacture</li> <li>Display lock - disables front panel controls</li> <li>Drain tap, tray and lid included</li> <li>Advanced dry start and run dry protection - prevents costly service repairs</li> <li>Essential features chosen by users</li> <li>(L)335mm x (W)590mm x (H)275mm</li> </ul> | 636.59 | EA | FVRATE20 | 1
Environmental Science | B8R06054 | Choice Chamber | <p>A petri dish with 4 compartments and lid for easy viewing of woodlice and other small invertebrates.</p> <p>The compartments allow 4 different conditions to be observed.</p> <ul> <li>Dimensions: 90mm x 15mm (Diameter x Depth)</li> <li>Pack of 20</li> </ul> | 20.25 | P20 | FVRATE20 | 1
Appliances | B8R06066 | Filter Pump | <p>Made of polypropylene, fully demountable for easy cleaning.</p> <p>This pump will work on pressures up to 10 Kg/cm&sup2;.</p> <p>Built-in non-return valve to eliminate back flow.&nbsp; Useful for sucking to waste any spilt chemicals as well as for filtration work. Easily dismantled for cleaning. Autoclavable &amp; easy to use.</p> <ul> <li>Length: 191.5mm</li> <li>Ext. &oslash; H2O tube- 11.85 mm</li> <li>Ext. &oslash; vacuum tube - 9 mm</li> <li>Bar - 9.804</li> </ul> <p>Vacuum Tubing (sold separately): PP00054275</p> <p>Tubing for water inlet (sold separately): PP00054272</p> | 24.95 | EA | FVRATE20 | 1
Lab Equipment | B8R06073 | Stainless Steel 304 Wire | <p>Four different types of stainless steel wire coils. </p> <ul> <li>15m coil of 0.45mm 26SWG 36g reel</li> <li>10m coil of 0.56mm 24SWG 22g reel</li> <li>10m coil of 0.71mm 22SWG 30g reel</li> <li>5m coil of 0.90mm 20SWG 39g reel</li> </ul> | 15.19 | PK | FVRATE20 | 1
Lab Equipment | B8R06089 | Glass Cutter | <p>Glass tubing cutter which accepts glass tubing of up to an outer diameter of 40mm.&nbsp;</p> <p>Glass Tubing is scored by the tool to make glass cutting much easier.</p> | 20.35 | EA | FVRATE20 | 1
Lab Equipment | B8R06092 | Precision Screwdriver Set | <p>A 6 piece set of Precision Screwdrivers ideal for reaching recessed screws in confined spaces. </p> <p>Handles are moulded plastic with colour coded heads. </p> <p>Chrome vanadium steel shafts -lengths 75-150mm. </p> <p> </p> <p>3 flat blades and 3 cross point long shaft screwdrivers: </p> <ul> <li>Flat blade sizes: 2.4 x 75mm, 3.0 x 100mm, 3.8 x 150mm.</li> <li>Crosspoint sizes: No.0 x 75mm, No.1 x 100mm, No.2 x 150mm.</li> </ul> <p> </p> | 7.35 | ST | FVRATE20 | 1
Lab Equipment | B8R06093 | Plug In PSU 5V 2A | <p>This 5V, 2.5A regulated plug-top power supply is suitable for the Unilab LED range, and data loggers. </p> <ul> <li>Output 5V</li> <li>2.1mm centre +ve DC jack plug</li> <li>Nominal Load Current: 2.5W</li> <li>Nominal Output Power: 12.5W</li> </ul> | 12.39 | EA | FVRATE20 | 1
Lab Equipment | B8R06096 | Night Light Offer | <p>This bundle contains 5 Stands and 1 pack of Night Lights. Ideal for experiments where candle heat is adequate.</p> <ul> <li>Pack of 100 tea lights with just over 12 hour burn time</li> <li>5 Stands made from stainless steel (dimensions are 5cm x 5cm x 5cm, with hole diameter 4cm)</li> </ul> | 42.75 | PK | FVRATE20 | 1
Lab Equipment | B8R06099 | Precision Screwdriver Kit | <p>A set of six precision crosshead and flathead screwdrivers in a hinged plastic case with a transparent cover. Specially hardened nickel-chrome molybdenum steel blades, chromed brass body.</p> <ul> <li>Slotted tip sizes: 1.0, 1.2, 1.8 and 2.4mm.</li> <li>Crosshead tip sizes: 0 and 1.</li> </ul> | 4.25 | EA | FVRATE20 | 1
Hygiene | B8R06106 | Tork Wiping Paper Plus Blue | <p>Spills are common in fast-paced kitchens and industrial spaces, and cleaning can be time-consuming. Use our tough and absorbent Tork Wiping Paper Plus to swiftly mop up liquids and wipe hands. The high-capacity centrefeed dispenser has an unrestricted flow, so staff can take as much industrial paper roll as they need. When it comes to stock monitoring, the Tork Run Out Indicator allows staff to plan roll changes in advance, avoiding workflow interruptions.&nbsp;&nbsp;</p> <ul> <li>6 rolls, 450 sheets each, 2ply.&nbsp;</li> <li>Roll size: L 157.5m. W 19.4cm.&nbsp;</li> <li>Sheet length: 35cm.&nbsp;</li> <li>Compatible with Tork M2 dispensers.&nbsp;</li> </ul> <p>Did you know you can loan this dispenser? Findel offer a Dispenser Loan Scheme to schools and businesses at no extra cost including free measure up and installation. To find out more information, email martyn.craig@essity.com.Terms and Conditions apply.</p> | 43.99 | PK | FVRATE20 | 1
Site Maintenance | B8R06107 | Kick Steps Black | <ul> <li>Mobile Kick Steps</li> <li>Can be easily moved on castors</li> <li>Once weight is applied castors retract giving firm safe base</li> <li>Anti-slip liner on both steps</li> <li>Steel construction</li> <li>Height 400mm</li> <li>Colour: black</li> <li>Each</li> </ul> <p>Please note - this item can only be shipped to mainland UK</p> | 78.99 | EA | FVRATE20 | 1
Glassware, Plastics & Ceramics | B8R06115 | Cork Ring | <p>Cork ring used for supporting large round bottom flasks.</p> <ul> <li>Outer diameter: 210mm</li> <li>Inner diameter: 150mm</li> </ul> | 19.89 | EA | FVRATE20 | 1
Glassware, Plastics & Ceramics | B8R06125 | Wash Bottles With Spout - 250ml | <p>These Azlon&reg; ergonomic polypropylene wash bottles have an integrally moulded dispensing tube jet tip. The precision tip is ideal for fine liquid jet dispensing.</p> <ul> <li>Volume: 250ml</li> <li>Pack of 5</li> </ul> <p>Also available in 500ml size (B8R06126).</p> | 14.49 | P 5 | FVRATE20 | 1
Glassware, Plastics & Ceramics | B8R06126 | Wash Bottles With Spout - 500ml | <p>These Azlon&reg; ergonomic polypropylene wash bottles have an integrally moulded dispensing tube jet tip.</p> <p>The precision tip is ideal for fine liquid jet dispensing.</p> <ul> <li>Volume: 500ml</li> <li>Pack of 5</li> </ul> <p>Also available in 250ml size (B8R06125).</p> | 15.75 | P 5 | FVRATE20 | 1
Glassware, Plastics & Ceramics | B8R06127 | Wash Bottles With Jet Tip - 250ml | <p>These traditional and popular square shoulder Azlon&reg; wash bottles are fitted with one-piece polypropylene closures that maintain their shape in use.</p> <p>Closures feature precision jet-tip aperture for fine control of dispensing liquids.</p> <ul> <li>Volume: 250ml</li> <li>Pack of 5</li> </ul> <p>Also available in 500ml size (B8R06128).</p> | 12.29 | P 5 | FVRATE20 | 1
Glassware, Plastics & Ceramics | B8R06128 | Wash Bottles With Jet Tip - 500ml | <p>These traditional and popular square shoulder Azlon&reg; wash bottles are fitted with one-piece polypropylene closures that maintain their shape in use.</p> <p>Closures feature precision jet-tip aperture for fine control of dispensing liquids.</p> <ul> <li>Volume: 500ml</li> <li>Pack of 5</li> </ul> <p>Also available in 250ml size (B8R06127).</p> | 15.49 | P 5 | FVRATE20 | 1
Glassware, Plastics & Ceramics | B8R06130 | Plastic Funnel - 65mm | <p>Autoclavable funnels designed for use with standard filter paper. The funnel body is at a 60 degree angle with internal ribs at 58 degrees for rapid filtration. External ribs prevent air locks.</p> <ul> <li>Diameter: 65mm</li> <li>Stem Length: 65mm</li> <li>Pack Size: Each</li> </ul> | 0.89 | EA | FVRATE20 | 1
Glassware, Plastics & Ceramics | B8R06131 | Plastic Funnel - 90mm | <p>Autoclavable funnels designed for use with standard filter paper. The funnel body is at a 60 degree angle with internal ribs at 58 degrees for rapid filtration. External ribs prevent air locks.</p> <ul> <li>Funnel Diameter: 90mm</li> <li>Stem Length: 90mm</li> </ul> | 1.39 | EA | FVRATE20 | 1
Glassware, Plastics & Ceramics | B8R06132 | Funnels Set of 3 | <p>Polythene filter funnels which can be used to determine flow rates of sand or water and for simple transfer of liquids or sand from 1 container to another. </p> <ul> <li>Set of 3 funnels with diameters of 75 mm, 95 mm and 120 mm</li> <li>Made from flexible yet strong polythene</li> </ul> | 9.05 | P 3 | FVRATE20 | 1
Biology | B8R06133 | Sheep Eyes | <p>Sheep Eyes - Pack of 25 </p> <p>Fresh specimens available for dissection. All specimens are processed, prepared and stored in the same way as food produced for human consumption. They are sealed in vacuum-packaging, packed in ice, packaged in polystyrene containers, sealed then labelled and dated. They are suitable to freeze. </p> <p>The fresh parts are superior to the embalmed specimens as they are not affected by any chemical change. They do not have a strong odour and keep their original appearance without any distortion. </p> <p>All products are sourced only from UK abattoirs with the highest standards of animal welfare in place. </p> <p>The specimens should be ordered 10 working days before they are required to ensure they arrive on time. </p> <p><strong>This product can only be delivered to UK mainland.</strong> </p> <p>Packaged in sustainable materials suitable for recycling. </p> | 102.05 | P25 | FVRATE20 | 1
Biology | B8R06134 | Sheep Eyes | <p>Sheep Eyes - Pack of 5 </p> <p>All specimens are processed, prepared and stored in the same way as food produced for human consumption. They are sealed in vacuum-packaging, packed in ice, packaged in polystyrene containers, sealed then labelled and dated. They are suitable to freeze. </p> <p>The fresh parts are superior to the embalmed specimens as they are not affected by any chemical change. They do not have a strong odour and keep their original appearance without any distortion. </p> <p>All products are sourced only from UK abattoirs with the highest standards of animal welfare in place. </p> <p>The specimens should be ordered 10 working days before they are required to ensure they arrive on time. </p> <p><strong>This product can only be delivered to UK mainland.</strong> </p> <p>Packaged in sustainable materials suitable for recycling. </p> | 48.05 | P 5 | FVRATE20 | 1
Biology | B8R06135 | Sheep Hearts | <p>Sheep Hearts - Pack of 30 </p> <p>Fresh specimens available for dissection. All specimens are processed, prepared and stored in the same way as food produced for human consumption. They are sealed in vacuum-packaging, packed in ice, packaged in polystyrene containers, sealed then labelled and dated. They are suitable to freeze. </p> <p>The fresh parts are superior to the embalmed specimens as they are not affected by any chemical change. They do not have a strong odour and keep their original appearance without any distortion. </p> <p>All products are sourced only from UK abattoirs with the highest standards of animal welfare in place. </p> <p>The specimens should be ordered 10 working days before they are required to ensure they arrive on time. </p> <p><strong>This product can only be delivered to UK mainland.</strong> </p> <p>Packaged in sustainable materials suitable for recycling. </p> | 136.95 | P30 | FVRATE20 | 1
Biology | B8R06136 | Sheep Hearts | <p>Sheep Hearts - Pack of 5 </p> <p>Fresh specimens available for dissection. All specimens are processed, prepared and stored in the same way as food produced for human consumption. They are sealed in vacuum-packaging, packed in ice, packaged in polystyrene containers, sealed then labelled and dated. They are suitable to freeze. </p> <p>The fresh parts are superior to the embalmed specimens as they are not affected by any chemical change. They do not have a strong odour and keep their original appearance without any distortion. </p> <p>All products are sourced only from UK abattoirs with the highest standards of animal welfare in place. </p> <p>The specimens should be ordered 10 working days before they are required to ensure they arrive on time. </p> <p><strong>This product can only be delivered to UK mainland.</strong> </p> <p>Packaged in sustainable materials suitable for recycling. </p> | 48.05 | P 5 | FVRATE20 | 1
Biology | B8R06137 | Sheep Kidneys | <p>Sheep Kidneys - Pack of 5 </p> <p>Fresh specimens available for dissection. All specimens are processed, prepared and stored in the same way as food produced for human consumption. They are sealed in vacuum-packaging, packed in ice, packaged in polystyrene containers, sealed then labelled and dated. They are suitable to freeze. </p> <p>The fresh parts are superior to the embalmed specimens as they are not affected by any chemical change. They do not have a strong odour and keep their original appearance without any distortion. </p> <p>All products are sourced only from UK abattoirs with the highest standards of animal welfare in place. </p> <p>The specimens should be ordered 10 working days before they are required to ensure they arrive on time. </p> <p><strong>This product can only be delivered to UK mainland.</strong> </p> <p>Packaged in sustainable materials suitable for recycling. </p> | 40.89 | P 5 | FVRATE20 | 1
Biology | B8R06138 | Sheep Liver | <p>Sheep Liver - Pack of 2 </p> <p>Fresh specimens available for dissection. All specimens are processed, prepared and stored in the same way as food produced for human consumption. They are sealed in vacuum-packaging, packed in ice, packaged in polystyrene containers, sealed then labelled and dated. They are suitable to freeze. </p> <p>The fresh parts are superior to the embalmed specimens as they are not affected by any chemical change. They do not have a strong odour and keep their original appearance without any distortion. </p> <p>All products are sourced only from UK abattoirs with the highest standards of animal welfare in place. </p> <p>The specimens should be ordered 10 working days before they are required to ensure they arrive on time. </p> <p><strong>This product can only be delivered to UK mainland.</strong> </p> <p>Packaged in sustainable materials suitable for recycling. </p> | 48.05 | P 2 | FVRATE20 | 1
Biology | B8R06140 | Whole Rats | <ul> <li>Whole rats for classroom dissection - Pack of 10</li> </ul> <p>All specimens are processed, prepared, stored and delivered in the same way as food produced for human consumption.&nbsp;</p> <p>The rats are delivered via a specialist carrier.&nbsp; They are bagged for delivery (not vacuumed due to sharpness of teeth &amp; claws which can pierce the packaging), and are sent out on a cooler pack inside a polystyrene container.&nbsp; The specimens arrive fresh and are suitable for freezing.</p> <p>The fresh parts are superior to the embalmed specimens as they are not affected by any chemical change. They keep their original appearance without any distortion.</p> <p>All products are sourced only from UK abattoirs with the highest standards of animal welfare in place.</p> <p>The specimens should be ordered 10 working days before they are required to ensure they arrive on time, they can then be frozen on arrival until their time of use.</p> <p><strong>This product can only be delivered to UK mainland.</strong></p> <p>Packaged in sustainable materials suitable for recycling.</p> | 78.85 | P10 | FVRATE20 | 1
Glassware, Plastics & Ceramics | B8R06141 | Pipette Stand Rotary | <p>Rotary pipette stand which can hold up to a maximum of 94 pipettes and rotates on a vertical axis. The lower rotating disc has four concentric troughs with tapered sides and open bottoms which cradle the pipette tips protectively and permit water drops to run off.&nbsp;&nbsp;</p> <ul> <li>Stand can be easily assembled and disassembled.</li> <li>Made of polypropylene.</li> </ul> | 14.39 | EA | FVRATE20 | 1
Lab Equipment | B8R06142 | Boss - Heavy Duty | <p>Heavy Duty Powder Coated Bosshead for rods up to 16mm. </p> <ul> <li>Thicker than normal 7mm threaded clamping screws</li> <li>Adjustable screw</li> <li>Holds rods orthogonally (90 degrees) to one another.</li> <li>Compact design ideal for connecting two rods and apparatus in tight places without sacrificing strength</li> <li>Accepts up to 15mm diameter rods</li> <li>Made of high strength powder coated alloy</li> <li>Finished with non toxic powder coating. Non-ferrous, rust free & long lasting use for any laboratory application</li> <li>Thicker casting construction to support heavy loads and prevent torque damage</li> </ul> <p> </p> | 3.15 | EA | FVRATE20 | 1
Lab Equipment | B8R06143 | Bosshead - Square Head | <p>Square Die Cast Alloy Bosshead, allows up to 15mm Rods. </p> <ul> <li>Two wide pad metal screws make it easier to securely fasten the Boss Head to the support apparatus and clamp.</li> <li>Threaded metal one piece clamping screws</li> <li>Able to hold rods up to 15mm in diameter</li> <li>Holds rods orthogonal (90 degrees) to one another</li> <li>All-metal construction to carry heavy loads and prevent torque damage</li> <li>Made from high grade metal alloy, finished with non toxic powder coating. Non-ferrous, rust free & long lasting use for any laboratory application</li> </ul> <p> </p> | 3.75 | EA | FVRATE20 | 1
Lab Equipment | B8R06144 | Clamp - Four Prong Cork Lined | <p>4 prong, cork lined, universal clamp on rod, 10.5cm maximum clamp opening.</p> <p>Suitable for beakers, Erlenmeyer flasks, test-tubes, boiling flasks and burettes. Chosen for its quality: made from a strong alloy, not iron so won't rust!</p> <ul> <li>Clamp constructed of powder coated high grade Zinc die cast construction. High grade, nontoxic. powder coating. Non-ferrous, rust free &amp; long lasting use for any laboratory application</li> <li>4 prong cork lined clamp attached to stainless steel rod</li> <li>Cork lined prongs provide a cushioned, slip resistant hold</li> <li>Complete metal constructions, thread fitted actuating joints</li> </ul> <p><strong>Dimensions:-</strong></p> <ul> <li>Clamp accepts apparatus measuring up to 8.5cm.</li> <li>Maximum clamp opening is 10.5cm</li> <li>14cm Stainless Steel Connecting Rod</li> <li>10mm diameter connecting rod</li> <li>The screw adjustment allows for precise pressure when gripping glass objects, to avoid potential breakage.</li> <li>The round extension arm allows the clamp to be rotated 360 degrees as well as vary the distance from the support apparatus.</li> </ul> <p><strong>Caution</strong>:</p> <ul> <li>Due to the cork lining it is not recommended that the prongs of the clamp are placed in direct heat.</li> </ul> | 5.15 | EA | FVRATE20 | 1
Lab Equipment | B8R06145 | Clamp - Four Prong Cork Lined Bosshead | <p>Cork Lined Clamp with swivel Bosshead, 10.5cm maximum clamp opening. </p> <p>Suitable for beakers, Erlenmeyer flasks, test-tubes, boiling flasks and burettes. Chosen for its quality: made from a strong alloy, not iron so won't rust! </p> <ul> <li>Clamp constructed of powder coated high grade zinc alloy. High grade, nontoxic. powder coating. Non-ferrous, rust free & long lasting use for any laboratory application</li> <li>Clamp prongs (4) are cork lined to provide a cushioned, slip resistant hold</li> <li>Thread fitted actuating joints</li> <li>The screw adjustment allows for precise pressure when gripping glass objects, to avoid potential breakage. </li> <li>Swivel between Clamp and Bosshead</li> <li>The clamp includes a high strength alloy Boss Head for securing the clamp to a frame or other apparatus.</li> </ul> <p><strong>Dimensions:-</strong> </p> <ul> <li>Maximum clamp opening is 10.5cm</li> <li>Clamp accepts apparatus measuring up to 8.5 cm</li> <li>Boss accommodates up to 18mm diameter rod</li> </ul> <p><strong>Caution</strong>: </p> <ul> <li>Due to the cork lining it is not recommended that the prongs of the clamp are placed in direct heat.</li> </ul> | 8.39 | EA | FVRATE20 | 1
Lab Equipment | B8R06146 | Clamp - Three Finger | <p>3 finger Vinyl coated Extension Lab Clamp, 8.5cm maximum clamp opening. </p> <p>Suitable for beakers, Erlenmeyer flasks, test-tubes, boiling flasks and burettes. Chosen for its quality: made from a strong alloy, not iron so won't rust! </p> <ul> <li>Clamp constructed of powder coated high grade Zinc die cast construction. High grade, nontoxic. powder coating. Non-ferrous, rust free & long lasting use for any laboratory application</li> <li>The 3 fingers are coated in vinyl for higher temperature applications and to provide a strong, slip-free hold.</li> <li>Complete metal constructions, thread fitted actuating joints</li> </ul> <p><strong>Dimensions:-</strong> </p> <ul> <li>Clamp accepts apparatus measuring up to 8.5cm. </li> <li>Maximum clamp opening is 8.5cm</li> <li>14cm Stainless Steel Connecting Rod</li> <li>10mm diameter connecting rod</li> <li>The screw adjustment allows for precise pressure when gripping glass objects, to avoid potential breakage.</li> <li>The round extension arm allows the clamp to be rotated 360 degrees as well as vary the distance from the support apparatus.</li> </ul> <p> </p> | 5.15 | EA | FVRATE20 | 1
Lab Equipment | B8R06147 | Clamp - Three Finger Long | <p>3 Finger, Vinyl Coated Extension Lab Clamp, 8.5cm maximum clamp opening. </p> <p>Suitable for beakers, Erlenmeyer flasks, test-tubes, boiling flasks and burettes. Chosen for its quality: made from a strong alloy, not iron so won't rust! </p> <ul> <li>Clamp constructed of powder coated high grade Zinc die cast construction. High grade, nontoxic. powder coating. Non-ferrous, rust free & long lasting use for any laboratory application</li> <li>The 3 fingers are coated in vinyl for higher temperature applications and to provide a strong, slip-free hold.</li> <li>Complete metal constructions, thread fitted actuating joints</li> </ul> <p><strong>Dimensions:</strong> </p> <ul> <li>Maximum clamp opening is 8.5cm</li> <li>3 Vinyl Coated Clamp Fingers - longer vinyl section than on other standard ones</li> <li>Completely metal constructions, thread fitted actuating joints</li> <li>10mm diameter, 14cm long Stainless Steel Connecting rod</li> </ul> | 5.49 | EA | FVRATE20 | 1
Lab Equipment | B8R06148 | Clamp - Three Finger With Bosshead | <p>3 finger Vinyl coated Extension Lab Clamp on Swivel Bosshead, 8.5cm maximum clamp opening.</p> <p>Suitable for beakers, Erlenmeyer flasks, test-tubes, boiling flasks and burettes. Chosen for its quality: made from a strong alloy, not iron so it won't rust!</p> <ul> <li>Clamp constructed of powder coated high grade Zinc die cast construction. High grade, nontoxic. powder coating. Non-ferrous, rust free &amp; long lasting use for any laboratory application</li> <li>The 3 fingers are coated in vinyl for higher temperature applications and to provide a strong, slip-free hold.</li> <li>Complete metal constructions, thread fitted actuating joints</li> <li>Clamp is attached to swivel bosshead that fits rods measuring up to 18mm in diameter</li> </ul> <p><strong>Dimensions:-</strong></p> <ul> <li>Clamp accepts apparatus measuring up to 8.5cm.</li> <li>Maximum clamp opening is 8.5cm</li> <li>14cm Stainless Steel Connecting Rod</li> <li>10mm diameter connecting rod</li> <li>Swivel bosshead fits rods measuring up to 18mm in diameter</li> <li>The screw adjustment allows for precise pressure when gripping glass objects, to avoid potential breakage.</li> <li>The round extension arm allows the clamp to be rotated 360 degrees as well as varying the distance from the supported apparatus.</li> </ul> | 8.39 | EA | FVRATE20 | 1
Lab Equipment | B8R06149 | Clamp - Two Prong Cork Lined | <p>2 prong, Cork Lined, Universal clamp on rod, 11cm maximum clamp opening. </p> <p> </p> <p>Suitable for beakers, Erlenmeyer flasks, test-tubes, boiling flasks and burettes. Chosen for its quality: made from a strong alloy, not iron so won't rust! </p> <ul> <li>Clamp constructed of powder coated high grade Zinc die cast construction. High grade, nontoxic. powder coating. Non-ferrous, rust free & long lasting use for any laboratory application</li> <li>2 prong cork lined clamp attached to stainless steel rod</li> <li>Cork lined prongs provide a cushioned, slip resistant hold</li> <li>Complete metal constructions, thread fitted actuating joints</li> <li>The round extension arm allows the clamp to be rotated 360 degrees as well as vary the distance from the support apparatus.</li> </ul> <p><strong>Dimensions:-</strong> </p> <ul> <li>Maximum clamp opening is 11cm</li> <li>14cm Stainless Steel Connecting Rod</li> <li>Completely metal constructions, Thread fitted actuating joints</li> <li>10mm diameter connecting rod</li> </ul> <p><strong>Caution</strong>: </p> <ul> <li>Due to the cork lining it is not recommended that the prongs of the clamp are placed in direct heat.</li> </ul> <p> </p> <p> </p> | 5.15 | EA | FVRATE20 | 1
Lab Equipment | B8R06150 | Clamp - Two Prong Cork Lined Bosshead | <p>Cork Lined, 2 prong Clamp with swivel Bosshead, 11cm maximum clamp opening. </p> <p> </p> <p>Suitable for beakers, Erlenmeyer flasks, test-tubes, boiling flasks and burettes. Chosen for its quality: made from a strong alloy, not iron so won't rust! </p> <ul> <li>Clamp constructed of powder coated high grade Zinc die cast construction. High grade, nontoxic. powder coating. Non-ferrous, rust free & long lasting use for any laboratory application</li> <li>2 prong cork lined clamp attached to stainless steel rod</li> <li>Cork lined prongs provide a cushioned, slip resistant hold</li> <li>Complete metal constructions, thread fitted actuating joints</li> <li>Swivel between Clamp and Bosshead</li> <li>High Strength Alloy Bosshead</li> <li>The round extension arm allows the clamp to be rotated 360 degrees as well as vary the distance from the support apparatus.</li> </ul> <p>Dimensions:- </p> <ul> <li>Maximum clamp opening is 11cm</li> <li>14cm Stainless Steel Connecting Rod</li> <li>Completely metal constructions, Thread fitted actuating joints</li> <li>10mm diameter connecting rod</li> <li> Boss accommodates up to diameter18mm rod</li> </ul> <p>Caution: </p> <ul> <li>Due to the cork lining it is not recommended that the prongs of the clamp are placed in direct heat.</li> </ul> <p> </p> | 8.39 | EA | FVRATE20 | 1
Glassware, Plastics & Ceramics | B8R06151 | Simax Test Tubes 100x16mm - 1.2mm P100 | <p>Simax&reg; test tubes with rim are made from borosilicate glass 3.3 making them excellent for general laboratory use. They are designed for maximum heat transfer and chemical resistance and have a uniform wall thickness for outstanding performance.</p> <ul> <li>Tube Dimensions: 16mm x 100mm</li> <li>Wall thickness: 1.2mm</li> <li>Pack of 100</li> </ul> | 34.99 | PHA | FVRATE20 | 1
Glassware, Plastics & Ceramics | B8R06152 | Simax Test Tubes 125x16mm - 1.2mm P100 | <p>Simax&reg; test tubes with rim are made from borosilicate glass 3.3 making them excellent for general laboratory use. They are designed for maximum heat transfer and chemical resistance and have a uniform wall thickness for outstanding performance.</p> <ul> <li>Tube Dimensions: 16mm x 125mm</li> <li>Wall thickness: 1.2mm</li> <li>Pack of 100</li> </ul> | 41.59 | PHA | FVRATE20 | 1
Glassware, Plastics & Ceramics | B8R06153 | Simax Test Tubes 125x16mm - 1.8mm P100 | <p>Simax&reg; test tubes with rim are made from borosilicate glass 3.3 making them excellent for general laboratory use. They are designed for maximum heat transfer and chemical resistance and have a uniform wall thickness for outstanding performance.</p> <ul> <li>Tube Dimensions: 16mm x 125mm</li> <li>Wall thickness: 1.8mm</li> <li>Pack of 100</li> </ul> | 64.45 | PHA | FVRATE20 | 1
Glassware, Plastics & Ceramics | B8R06154 | Simax Test Tubes 150x16mm - 1.2mm P100 | <p>Simax&reg; test tubes with rim are made from borosilicate glass 3.3 making them excellent for general laboratory use. They are designed for maximum heat transfer and chemical resistance and have a uniform wall thickness for outstanding performance.</p> <ul> <li>Tube Dimensions: 16mm x 150mm</li> <li>Wall thickness: 1.2mm</li> <li>Pack of 100</li> </ul> | 43.25 | PHA | FVRATE20 | 1
Glassware, Plastics & Ceramics | B8R06155 | Simax Test Tubes 150x16mm - 1.8mm P100 | <p>Simax&reg; test tubes with rim are made from borosilicate glass 3.3 making them excellent for general laboratory use. They are designed for maximum heat transfer and chemical resistance and have a uniform wall thickness for outstanding performance.</p> <ul> <li>Tube Dimensions: 16mm x 150mm</li> <li>Wall thickness: 1.8mm</li> <li>Pack of 100</li> <li>Bung Size: 15 - B8A82570</li> </ul> | 65.45 | PHA | FVRATE20 | 1
Glassware, Plastics & Ceramics | B8R06156 | Simax Test Tubes 150x18mm - 1.2mm P100 | <p>Simax&reg; test tubes with rim are made from borosilicate glass 3.3 making them excellent for general laboratory use. They are designed for maximum heat transfer and chemical resistance and have a uniform wall thickness for outstanding performance.</p> <ul> <li>Tube Dimensions: 18mm x 150mm</li> <li>Wall thickness: 1.2mm</li> <li>Pack of 100</li> <li>Bung Size: 13 - B8A82569</li> </ul> | 53.99 | PHA | FVRATE20 | 1
Glassware, Plastics & Ceramics | B8R06157 | Simax Test Tubes 150x18mm - 1.8mm P100 | <p>Simax&reg; test tubes with rim are made from borosilicate glass 3.3 making them excellent for general laboratory use. They are designed for maximum heat transfer and chemical resistance and have a uniform wall thickness for outstanding performance.</p> <ul> <li>Tube Dimensions: 18mm x 150mm</li> <li>Wall thickness: 1.8mm</li> <li>Pack of 100</li> <li>Bung Size: 13 - B8A82569</li> </ul> | 68 | PHA | FVRATE20 | 1
Glassware, Plastics & Ceramics | B8R06158 | Simax Test Tubes 150x24mm - 1.8mm P50 | <p>Simax&reg; test tubes with rim are made from borosilicate glass 3.3 making them excellent for general laboratory use. They are designed for maximum heat transfer and chemical resistance and have a uniform wall thickness for outstanding performance.</p> <ul> <li>Tube Dimensions: 24mm x 150mm</li> <li>Wall thickness: 1.8mm</li> <li>Pack of 50</li> <li>Bung Size: 19 - B8A82594</li> </ul> | 53.79 | P50 | FVRATE20 | 1
Glassware, Plastics & Ceramics | B8R06159 | Simax Test Tubes 150x24mm - 1.2mm P50 | <p>Simax&reg; test tubes with rim are made from borosilicate glass 3.3 making them excellent for general laboratory use. They are designed for maximum heat transfer and chemical resistance and have a uniform wall thickness for outstanding performance.</p> <ul> <li>Tube Dimensions: 24mm x 150mm</li> <li>Wall thickness: 1.2mm</li> <li>Pack of 50</li> <li>Bung Size: 19 - B8A82594</li> </ul> | 33.35 | P50 | FVRATE20 | 1
Glassware, Plastics & Ceramics | B8R06160 | Simax Test Tubes 75x10mm - 1.0mm P100 | <p>Simax&reg; test tubes with rim are made from borosilicate glass 3.3 making them excellent for general laboratory use. They are designed for maximum heat transfer and chemical resistance and have a uniform wall thickness for outstanding performance.</p> <ul> <li>Tube Dimensions: 10mm x 75mm</li> <li>Wall thickness: 1mm</li> <li>Pack of 100</li> </ul> | 21.55 | PHA | FVRATE20 | 1
Glassware, Plastics & Ceramics | B8R06161 | Simax Test Tubes 75x12mm - 1.0mm P100 | <p>Simax&reg; test tubes with rim are made from borosilicate glass 3.3 making them excellent for general laboratory use. They are designed for maximum heat transfer and chemical resistance and have a uniform wall thickness for outstanding performance.</p> <ul> <li>Tube Dimensions: 12mm x 75mm</li> <li>Wall thickness: 1mm</li> <li>Pack of 100</li> <li>Bung Size: 10 - B8R07285</li> </ul> | 24.35 | PHA | FVRATE20 | 1
Glassware, Plastics & Ceramics | B8R06162 | Chinagraph Pencil | <p>Chinagraph pencils are ideal for marking on a wide variety of different surfaces, including glassware. Easy to remove by washing. </p> | 15.95 | P12 | FVRATE20 | 1
Glassware, Plastics & Ceramics | B8R06164 | Pyrex Buchner Side Arm Flask 250ml P10 | <p>Always a bestseller, Pyrex&reg; items are manufactured from thermal &amp; chemical resistant Pyrex&reg; borosilicate glass.&nbsp;</p> <p>Heavy walled Pyrex&reg; B&uuml;chner filter flasks are ideal for vacuum filtration applications.&nbsp;&nbsp;The flask has a side-arm feature which consists of a short glass integral side-arm to accept 9mm bore vacuum tubing (B8A89801 - not included).</p> <p>With tooled neck to accept a drilled rubber stopper.&nbsp;&nbsp;Ungraduated, with white enamel marking spot.</p> <ul> <li>Capacity: 250ml</li> <li>Height: 155mm</li> <li>Neck Internal Diameter: 35mm</li> <li>Pack of 10</li> </ul> | 200.55 | P10 | FVRATE20 | 1
Appliances | B8R06167 | Replacement Key For Spacesaver Units | <p>Spare voltage lock key for the lockable models of the Unilab Spacesaver range.</p> <p>Compatible with the following Spacesaver models:</p> <ul> <li>Lockmaster Power Supply Unit</li> <li>Ranger Power Supply Unit.</li> </ul> | 4.55 | EA | FVRATE20 | 1
Biology | B8R06168 | Sheep Full Pluck | <p>Pack of 2 full sheep plucks consisting of: </p> <ul> <li>Larynx</li> <li>Trachea</li> <li>Lungs</li> <li>Heart</li> <li>Liver</li> </ul> <p>Fresh specimens available for dissection. All specimens are processed, prepared and stored in the same way as food produced for human consumption. They are sealed in vacuum-packaging, packed in ice, packaged in polystyrene containers, sealed then labelled and dated. They are suitable to freeze. </p> <p>The fresh parts are superior to the embalmed specimens as they are not affected by any chemical change. They do not have a strong odour and keep their original appearance without any distortion. </p> <p> All products are sourced only from UK abattoirs with the highest standards of animal welfare in place. </p> <p>The specimens should be ordered 10 working days before they are required to ensure they arrive on time. </p> <p><strong>This product can only be delivered to UK mainland.</strong> </p> <p>Packaged in sustainable materials suitable for recycling. </p> | 58.35 | P 2 | FVRATE20 | 1
Biology | B8R06169 | Ptc Taste Papers | <p>The ability to taste Thiourea and Phenylthiocarbamide is genetic.</p> <p>These PTC (Thiourea-Phenylthiocarbamide) Taste Papers are either bitter or tasteless depending on the genetics &amp; heredity of taster. Give students the opportunity to discover whether they are a taster or non-taster in comparison with the rest of the class.</p> <ul> <li>Each individual should take the taste test only once.</li> <li>Paper strip dimensions 9mm x 50mm (25 strips on each pad).</li> <li>Pack of 100 strips</li> </ul> <p>A non-laboratory classroom should ideally be used for the taste test, ensuring students have clean hands and use clean, sterile forceps to handle the strips.</p> <p>Please note: the date on the label is the production date, not an expiry date.&nbsp;</p> | 3.65 | EA | FVRATE20 | 1
Primary Science | B8R06173 | Sound Level Meter | <p>Compact hand-held digital sound level meter. Large 3.5 digit LCD display reads measurements over Low (30-100dB) and High (60-130dB) ranges, with accuracy &plusmn;1.5dB.</p> <ul> <li>Frequency range 31.5Hz to 8KHz.</li> <li>Resolution 0.1dB.</li> <li>Selectable time weighting 125mS/1sec.</li> <li>Max. hold function.</li> <li>Auto shutdown after 15 minutes inactivity.</li> </ul> <p>Weight 230g approx. Operates from 9V PP3 battery included. Supplied in a sturdy carry case, with full instructions.</p> <p>The unit incorporates a tripod mount for long-term operation.</p> | 95.99 | EA | FVRATE20 | 1
Lab Equipment | B8R06174 | Ph Combination Buffer Solution Kit | <p>A combination pH buffer kit with 5 x 20ml sachets of pH 4.01 and 5 x 20ml sachet of pH 7.01</p> <p>Ideal for those requiring an accurate acid or neutral reading, particularly suitable for those working in education and in any environments where the pH is expected to be acid or neutral.</p> <p>The single dose sachets are really handy with each sealed sachet holding just the right amount of solution. Each time a meter or electrode is calibrated using the Hanna sachets, it is like using a newly opened bottle of solution!</p> <p>Simply tear off the top and insert pH electrode or tester into the sachet.</p> <p><strong>Who can purchase restricted items from us?</strong></p> <p>Findel Education will only sell to Academic Customers and will deliver only to the school address for educational purposes. To order, please contact our customer service team on 03451 202055.</p> <p>The National Counter Terrorism Security Office seeks to restrict the supply of certain chemicals. Philip Harris have a duty to control the supply for these chemicals and any private individual attempting to purchase these chemicals may have their details passed to the police in their area.</p> <p>If you require waste disposal within the UK, please contact All Waste Matters Ltd on info@allwastematters.co.uk for a quote.</p> | 20.85 | EA | FVRATE20 | 1
Physics | B8R06177 | Hydrostik Pro | <p>Convenient hydrogen storage to fuel your hydrogen powered devices. Hold the latest hydrogen storage technology in the palm of your hand.</p> <p>Rather than compressing hydrogen gas, the safe, and reliable Hydrostik binds hydrogen with a metal alloy to form a solid metal hydride.</p> <p>Hydrostik PRO can be discharged and recharged with speed, efficiency and control.&nbsp; The canisters are robust and are designed to have a long service life.</p> <p>Recharging of the Hydrostik PRO is done using the Hydrofill PRO (available separately - B8R06178).</p> <ul> <li>Cylinder Material: Aluminium</li> <li>Operating Temperature: 0 - 35&deg;C</li> <li>Gas Purity: &gt;99.99% (CO &lt;1ppm, CO2&lt;10ppm, O2&lt;4ppm)</li> <li>Charging Pressure: 3.0MPaG @ 20&deg;C</li> <li>Discharging Pressure: 0~3.0MPaG @ 25&deg;C (Dependant on the remaining H2 amount.)</li> <li>Dimensions: (L)90mm x (W)48mm x (D)47mm</li> </ul> <p>An additional Pressure Regulator and Silicon Tubing are required to connect the Hydrostik PRO to a Hydrogen Powered Device.&nbsp; These items are available to purchase separately.</p> <p>Associated Products:</p> <ul> <li>Hydrofill Pro - B8R06178</li> <li>Pressure Regulator Valve - PP00054166</li> <li>Silicon Tubing - PP00054167</li> </ul> | 50.75 | EA | FVRATE20 | 1
Physics | B8R06178 | Hydrofill Pro | <p>The world's only desktop on demand hydrogen supply system for refilling Hydrostik PRO metal hydride cartridges (B8R06177).</p> <p>By generating hydrogen through water electrolysis, Hydrofill enables homes and classrooms to become energy self-sufficient. Perfect for next generation science kits and engineering projects.</p> <p>Hydrogen is stored in small cartridges (Hydrostik PRO - available separately) at low pressure.&nbsp; During refuelling, the Hydrofill PRO produces Hydrogen gas which is sent into the cartridge at high pressure and is absorbed onto the surface area of a special metal alloy which is contained inside the cartridges, thus becoming a solid (hydride). When connected to the fuelcell, the HYDROSTIK or HYDROSTIK PRO cartridges slowly release hydrogen using a heat exchange process with the ambient temperature.</p> <ul> <li>Refilling Time for Hydrostik PRO: Approx. 4 - 6.5 hours (at 25&deg;C ambient temperature)</li> </ul> <p>Contents:</p> <ul> <li>Hydrofill PRO Unit</li> <li>AC-DC Power Adaptor</li> <li>User Manual</li> </ul> <p>Specifications:</p> <ul> <li>Stack Type: Proton exchange membrane electrolysis cell</li> <li>Rated Power: &le;23W</li> <li>Input Voltage: DC: 10V - 19V</li> <li>Water Input: Deionised or Distilled Water only</li> <li>Water Temperature: 10 - 40&deg;C (50 - 104&deg;F)</li> <li>Water Consumption: Approx. 20ml/hr&nbsp;</li> <li>Hydrogen Output Pressure: 0 - 2.8 MPaG (0 - 406 PSI)</li> <li>Hydrogen Generation Capacity: Up to 3L/hr (0-183 in /hr)</li> <li>Hydrogen Purity: 99.99%</li> <li>Compatible Cartridge: Hydrostik PRO</li> <li>Dimensions: (W)145 x (D)153 x (H)208mm</li> <li>Weight: 1.8Kg &plusmn;5% (3.97Lbs &plusmn;5%)</li> </ul> <p>Associated Product:</p> <ul> <li>Hydrostik Pro - B8R06177</li> </ul> | 1114.85 | EA | FVRATE20 | 1
Physics | B8R06180 | Hydrocar | <p>Introducing the hybrid technology that is fuelling today's automotive revolution!</p> <p>Hydrocar demonstrates a complete, clean-energy system with solar to hydrogen power generation. Powered by electricity from sunlight, the reversible fuel cell illustrates the principles of water electrolysis, separating hydrogen from water and then recombining these elements to create power in an extremely efficient process. What's more, the car can steer independently to avoid running into obstacles.</p> <ul> <li>Dimensions: (L)630mm x (W)440mm x (H)350mm</li> </ul> <p>Kit includes:</p> <ul> <li>Chassis with an LED light and motor</li> <li>Reversible (PEM) fuel cell</li> <li>0.75 Watt solar cell</li> <li>2 x 2mm connecting leads</li> <li>Battery pack with connecting leads (2 x AA Batteries required)</li> <li>Hydrogen tank &nbsp;</li> <li>Oxygen tank</li> <li>Inner gas containers</li> <li>Plastic plug pins for fuel cell</li> <li>Transparent silicon tubing</li> <li>Syringe</li> <li>Assembly instructions</li> <li>CD-ROM with curriculum manuals</li> </ul> <ul></ul> | 101.55 | EA | FVRATE20 | 1
Environmental Science | B8R06181 | General Water Testing Kit | <p>The HI-3817 combination test kit offers all the necessary equipment for accurate and reliable water quality testing. This kit allows you to monitor the most important chemical parameters in water: alkalinity, chloride, hardness, iron, pH and sulphite.</p> <p>This test kit has all the reagents needed to perform over 100 tests for each parameter (50 tests for iron).</p> <p>pH measurements are performed with our electronic pHep&reg; pH tester which guarantees more accurate and repeatable readings than litmus paper.</p> <p>The chemical reagents to perform each test are provided in numerically labelled bottles and are easy to identify.</p> <p>All titration reagents are standardised, and do not require chemical handling to perform the analysis.</p> <p>The HI-3817 is supplied with a convenient hard carrying case, designed with field applications in mind. It will also keep your test kit neat and organised.</p> <ul> <li>Reagents to perform over 100 tests for every parameter (except iron which include reagents for 50 tests)</li> <li>Electronic pH tester</li> <li>Hard carrying case</li> <li>Instructions</li> </ul> <p><strong>Specification:</strong></p> <ul> <li>Alkalinity (as CaCO) Range: 0-100 mg/L (ppm); 0-300 mg/L (ppm)</li> <li>Chloride Range: 0-100 mg/L (ppm); 0-1000 mg/L (ppm)</li> <li>Hardness (as CaCO) Range: 0.0-30.0 mg/L (ppm); 0-300 mg/L (ppm)</li> <li>Iron Range: 0-5 mg/L (ppm)</li> <li>pH Range: 0.0-14.0 pH</li> <li>Sulphite (as NaSO) Range: 0.0-20.0 mg/L (ppm); 0-200 mg/L(ppm)</li> </ul> | 372.25 | EA | FVRATE20 | 1
Geography | B8R06184 | Coastlines Photopack And Book | <p>This photo pack is ideal for work investigating coasts.</p> <p>It contains 20 laminated photographs of a variety of coastal features including cliffs, arches, stacks, caves, headlands and coral reefs.</p> <p>Also included are photocopiable teachers' notes and pupil activities.</p> | 28.99 | EA | FVRATE20 | 1
Geography | B8R06189 | Coasts Poster | <p>A colourful and informative poster with excellent photos of typical coastal features such as headlands, wave-cut platforms, caves and sand dunes</p> <p>Each photograph is accompanied by a brief and clear explanation of how the feature is formed</p> <p>Size: 100 cm x 70 cm</p> | 11.99 | EA | FVRATE20 | 1
Geography | B8R06190 | Aero Image Deskmats Set Of 15 | <p>Featuring a recent aerial photograph of your school (or chosen area), alongside an Ordnance Survey map of the same area at the same scale (approximately 1:7000). The image will cover an area of 1.45 km from west to east and 2 km from north to south.</p> <p>Size 420 x 297 mm (A3).</p> <p>This product is centred on your school postcode (unless you request a different specific area). These products are only available for England, Wales and most of Scotland. All products are fully encapsulated.</p> <p>We are not able to create products including maps for Northern Ireland and Isle of Man.</p> | 105.99 | P15 | FVRATE20 | 1
Geography | B8R06191 | Aero Image Deskmats Set Of 5 | <p>Featuring a recent aerial photograph of your school (or chosen area), alongside an Ordnance Survey map of the same area at the same scale (approximately 1:7000). The image will cover an area of 1.45 km from west to east and 2 km from north to south.</p> <p>Size: 420 x 297 mm (A3).</p> <p>This product is centred on your school postcode (unless you request a different specific area). These products are only available for England, Wales and most of Scotland. All products are fully encapsulated.</p> <p>We are not able to create products including maps for Northern Ireland and Isle of Man.</p> | 39.99 | P 5 | FVRATE20 | 1
Geography | B8R06192 | Physical Relief Globe 300mm | <p>A sturdy 300mm globe with raised physical relief details, as well as over 4000 pieces of information such as continents, countries, oceans and much more. . Comes supplied with a global reference guide booklet. Mounted on a strong plastic base and raised meridian. Ideal for KS2.</p> <ul> <li>300mm globe</li> <li>Over 4000 pieces of information&nbsp;</li> <li>Tactile raised relief of land masses</li> <li>Suitable for KS2 upwards</li> <li>Teacher's notes</li> <li>Sturdy stand and raised meridian</li> </ul> | 32.99 | EA | FVRATE20 | 1
Geography | B8R06193 | Collins School Atlas | <p><strong>The must-have atlas for pupils aged 11-14</strong></p> <p>Fully updated for 2025, this world atlas is designed to support Key Stage 3 students aged 11-14 years in developing their geographical and mapping skills. The content follows requirements of the National Curriculum and has been reviewed by educational experts.</p> <p>A clear, easy-to-read &lsquo;Introducing Atlas Maps&rsquo; section explains key information and encourages development of map, atlas and data handling skills. Comprehensive reference maps include facts, photos, map keys and engaging descriptive text. An extended &lsquo;World&rsquo; section covers all the global issues required by the National Curriculum, such as population, climate change and environmental issues.</p> <ul> <li>Fully updated for the 2024-2025 school term</li> <li>Clearly explains key information such as latitude and longitude, scale, projections, distance, symbols, satellite images and GIS</li> <li>Includes focus country studies and covers global issues required by the National Curriculum</li> <li>Map coverage of the United Kingdom and Ireland, Europe, Asia, Africa, North America, South America, Oceania and Antarctica</li> <li>Ideal for classroom use or home learning</li> <li>Suitable for ages 11-14 (KS3 and S1-S2)</li> </ul> | 11.99 | EA | FVRATE0 | 1
Geography | B8R06196 | Philips Modern School Atlas | <p>Britain's best-selling school atlas - now in its 100th edition</p> <p>Recommended for Key Stage 4, GCSE and A-level in England and Wales (Scottish National Qualifications/Highers) and international schools.</p> <p>The contents are divided into sections for ease of use, with each page colour-coded for rapid reference.</p> <p>It contains clear explanations of scale, latitude and longitude, map projections and Geographical Information Systems (GIS).</p> <p>The physical maps of the United Kingdom and Ireland are accompanied by thematic maps on numerous key social and economic themes.</p> <p>The middle section is made up of World topographical maps, incorporating continental thematic maps on topics such as climate, population and economics, followed by 30 pages of World thematic maps.</p> <p>Completing the atlas is a section of World social and economic statistics, accompanied by the index to the topographical maps in the atlas, showing letter-figure grid references as well as latitude and longitude co-ordinates.</p> | 13.99 | EA | FVRATE0 | 1
Lab Equipment | B8R06200 | Slam Clear Google | <p>Stylish and easy-to-wear clear spectacles from Boll&eacute;. The Slam model provides protection at all times while offering unbeatable comfort.&nbsp; Technology approved for permanent wear and certified with perfect optical quality with anti-fog and anti-scratch coatings with 99.9% UVA/UVB protection.</p> <ul> <li>Wrap-around fit</li> <li>All-round vision</li> <li>Comfortable straight temples</li> <li>Adjustable cord included</li> <li>Anti-scratch/anti-fog coating</li> </ul> <p>Weight: 24g per pair.</p> <ul> <li>Frame Type: Rimless</li> <li>Frame Material: PC/TPR</li> <li>Frame Colour: Black</li> <li>Lens Material: Polycarbonate</li> <li>Lens Colour: Clear</li> <li>Lens Coating: Platinum Lite</li> <li>Standards: EN166 - EN170</li> </ul> <p>Pack of 10</p> <ul> <li>Frame Marking: EN166 FT CE&nbsp;</li> <li>Lens Marking: 2C-1.2 1 FT CE</li> </ul> | 64.99 | P10 | FVRATE20 | 1
Lab Equipment | B8R06201 | Bolle Overlight Spectacles | <p>OVERLIGHT is the new generation of OTG (over the glasses). Highly wrap-around and attractive, they guarantee maximum safety for all, including wearers of prescription glasses.</p> <ul> <li>Compact and attractive - Ultra wrap-around frame for perfect protection</li> <li>2 uses: spectacles and/or OTG: They guarantee maximum safety for all, including wearers of prescription glasses.</li> <li>Pivoting temples</li> <li>Anti-scratch/anti-fog coating</li> <li>99.9% UVA/UVB protection.</li> <li>No metal parts</li> </ul> <p>Weight: 33g per pair</p> <ul> <li>Frame Type: OTG (Over the Glasses)</li> <li>Frame Material: PC</li> <li>Frame Colour: Translucent</li> <li>Lens Material: Polycarbonate</li> <li>Lens Colour: Clear</li> <li>Lens Coating: Platinum Lite</li> <li>Standards: EN166 - EN170</li> </ul> <p>Pack of 10</p> <ul> <li>Frame Marking: EN166 FT CE</li> <li>Lens Marking: 2C - 1.2 1 FT CE</li> </ul> | 55.95 | P10 | FVRATE20 | 1
Physics | B8R06213 | Minus 3d 50mm Meniscus Lense | <p>Spherical Meniscus Lens with Optically worked faces.</p> <p>Meniscus Lenses have two spherically curved sides.&nbsp; One side is concave, and the other side is convex.</p> <ul> <li>Diameter: 50mm</li> <li>Power: -3D</li> </ul> | 2.45 | EA | FVRATE20 | 1
Physics | B8R06214 | Plus 11d 50mm Meniscus Lense | <p>Spherical Meniscus Lens with Optically worked faces.</p> <p>Meniscus Lenses have two spherically curved sides.&nbsp; One side is concave, and the other side is convex.</p> <ul> <li>Diameter: 50mm</li> <li>Power: +11D</li> </ul> | 2.75 | EA | FVRATE20 | 1
Physics | B8R06215 | Plus 2.5d 50mm Meniscus Lense | <p>Spherical Meniscus Lens with Optically worked faces.</p> <p>Meniscus Lenses have two spherically curved sides.&nbsp; One side is concave, and the other side is convex.</p> <ul> <li>Diameter: 50mm</li> <li>Power: +2.5D</li> </ul> | 2.65 | EA | FVRATE20 | 1
Physics | B8R06217 | Plus 8d 50mm Meniscus Lense | <p>Spherical Meniscus Lens with Optically worked faces.</p> <p>Meniscus Lenses have two spherically curved sides.&nbsp; One side is concave, and the other side is convex.</p> <ul> <li>Diameter: 50mm</li> <li>Power: +8D</li> </ul> | 2.75 | EA | FVRATE20 | 1
Physics | B8R06222 | Slit Slides - Single | <p>For the measurement of the wavelength of light by the observation of 'fringes' produced by the interference between the 2 beams of light, from a common source, passing through the single slits.</p> <ul> <li>Dimensions: 50mm x 50mm: mounted</li> <li>Slit Width: approximately 0.17mm</li> </ul> | 13.1 | EA | FVRATE20 | 1
Physics | B8R06223 | Slit Slides - Double | <p>For the measurement of the wavelength of light by the observation of 'fringes' produced by the interference between the 2 beams of light, from a common source, passing through the 2 slits. Slits are 0.0625mm wide and separations between slit centres of 0.25mm. </p> <ul> <li>Dimensions: 50mm x 50mm: mounted</li> </ul> | 13.05 | EA | FVRATE20 | 1
Physics | B8R06226 | Multimeter | <p>Compact 3&frac12; digit LCD digital manual range multimeter, ideal for educational use.</p> <p>It has 20 ranges including:</p> <ul> <li>Transistor test,</li> <li>10A current test,</li> <li>Audible continuity test,</li> <li>Diode test, Square wave 50Hz frequency test.</li> </ul> <p>Overload protection on all ranges except 10A DC current range. Low battery indication. Robust ABS housing, with protective yellow rubberised holster.</p> <p>This is a low cost multi-function instrument which offers excellent value for educational use.</p> <ul> <li>Supplied complete with safety test leads, battery and instructions.</li> <li>Designed in accordance with IEC1010 600V Cat II.</li> </ul> | 9.85 | EA | FVRATE20 | 1
Lab Equipment | B8R06264 | Brass Hanging Weights Asstd | <p>Set of brass slotted masses on a brass hanger. Various masses.</p> <ul> <li>Total weight: 438g</li> <li>38mm diameter of largest mass</li> <li>Includes 50g hanger</li> </ul> <p>Masses include:</p> <ul> <li>1 x 200g</li> <li>1 x 100g</li> <li>1 x 50g</li> <li>1 x 20g</li> <li>1 x 10g</li> <li>1 x 5g</li> <li>1 x 2g</li> <li>1 x 1g</li> </ul> | 25.29 | PK | FVRATE20 | 1
Lab Equipment | B8R06266 | Checker Plus | <p>The easy to use HI-98100 Checker Plus is a real favourite with students and staff, due to it's clear LCD display and long thin pH electrode.</p> <p>The checker offers automatic calibration and buffer recognition, calibrated buffer tags, stability indicator, low battery indicator and selectable automatic shut off.</p> <p>Ideal for measurements in the classroom inside test tubes and vials.</p> <p>The Checker plus provides users with fast accurate readings from 0 - 14 pH and has a resolution of 0.01 pH.</p> <p>The electrode can be easily replaced, by simply unscrewing and screwing a new one in place.</p> <p>Low cost, fast accurate and lightweight, with 1000 hours battery life.</p> <p>Supplied with cleaning solution, pH 4 buffer solution sachet, pH7 buffer solution sachet.</p> <ul> <li>Storage solution sold separately (B8R06657).</li> <li>Replacement electrode is also available to purchase separately (PP00050378).</li> </ul> <p><strong>Please note that the Checker Plus has been selected for use in the school science laboratory, it is not suitable for use in the testing of cosmetics and soaps.</strong></p> | 51.95 | EA | FVRATE20 | 1
Primary Science | B8R06286 | Science Detectives Forces and Motion Kit | <p>This Science Detectives kit encourages scientific and mathematical thinking by using the familiar game of bowling. Topics covered include the effects of friction, plane angles and speed of the 'bowling' balls. The kit is sufficient for 5 students and includes all the equipment required. Please note colours may vary.</p> <p>Contains:</p> <ul> <li>Ping pong balls</li> <li>Air balls</li> <li>A football</li> <li>Friction boards</li> <li>Timers</li> <li>Comprehensive teaching notes</li> </ul> <p>Kit is contained in a Gratnells tray with lid.</p> | 123.85 | PK | FVRATE20 | 1
Physics | B8R06287 | Science Detectives Designing Clothes Kit | <p>Combine fashion and physics! </p> <p>Demonstrate electrical circuits in a creative and inspiring way with the Designing Clothes kit. STEM students can create their own textile designs around the ultra-slim mounted LEDs, whilst using conductive thread to complete the circuit and light up their wearable technology. Combine fashion and physics! </p> <p>This kit is sufficient for up to 10 students and comprises of: </p> <ul> <li>E-Textiles kits (x10),</li> <li>needles (x5),</li> <li>various fabric samples,</li> <li>Gratnells tray with lid </li> <li>in-depth Teacher Notes.</li> </ul> <p>Please note: The electrical components of this kit are not washable/dry cleanable, and are for use on ornamental textiles not intended for washing/dry cleaning, or on removable appliques for garments/soft furnishings/fashion accessories. </p> | 107.55 | PK | FVRATE20 | 1
Glassware, Plastics & Ceramics | B8R06289 | Clear Soda Lime Bottles - 100ml | <p>Clear soda-lime glass reagent bottles, dustproof, with interchangeable stopper.</p> <ul> <li>Volume: 100ml</li> <li>Stopper Size: 14/23</li> <li>Pack of 10</li> </ul> | 41.99 | P10 | FVRATE20 | 1
Glassware, Plastics & Ceramics | B8R06292 | Clear Soda Lime Bottles - 250ml | <p>Clear soda-lime glass bottles with ground neck. Supplied with polyethylene stoppers.</p> <ul> <li>Volume: 250ml</li> <li>Stopper Size: 19/26</li> <li>Pack of 10</li> </ul> | 45.99 | P10 | FVRATE20 | 1
Glassware, Plastics & Ceramics | B8R06296 | Clear Soda Lime Bottles - 50ml | <p>Clear soda-lime glass bottles with ground neck. Supplied with polyethylene stoppers.</p> <ul> <li>Volume: 50ml</li> <li>Stopper size: 14/15</li> <li>Pack of 10</li> </ul> | 33.25 | P10 | FVRATE20 | 1
Glassware, Plastics & Ceramics | B8R06307 | Mccartney Bottle | <p>McCartney bottles, with fitted Aluminium cap.</p> <ul> <li>Volume: 28ml</li> <li>Pack of 12</li> </ul> | 12.45 | P12 | FVRATE20 | 1
Mathematics | B8R06308 | Measuring Weight Kit | <p>Measuring Weight Kit is great value kit containing versatile elements to let pupils begin their explorations of weight measurement.</p> <p>A must for any classroom.</p> <p>Contains a primary balance with transparent shatterproof plastic pans on bright plated-steel rod hangers, with locating rings for level fitting.</p> <p>Each pan takes up to 2kg and has a 1 litre capacity. Also contains a 1kg flat pan scale, 1 weight-keeping board, a selection of 8 cylindrical weights, 35 plastic masses and 3 spring balances (2kg, 3kg and 5kg).</p> <p>Products may vary depending on availability</p> | 145.99 | PK | FVRATE20 | 1
Lab Equipment | B8R06315 | Two Tier Apparatus Trolley | <p>Fully welded, tubular end frame construction in stainless steel.</p> <p>The shelves are fixed (i.e. not removable) for added stability and are supplied lipped edges up (lipped edges down are available on request).</p> <ul> <li>Maximum weight limit is 200kg uniform distributed load.</li> <li>Shelf heights 219mm and 820mm from floor level</li> <li>Size: L940 x W460 x H900mm.</li> </ul> <p>When used with care this trolley can carry approximately twenty SpaceSaver power supplies.</p> | 331.95 | EA | FVRATE20 | 1
Lab Equipment | B8R06316 | Three Tier Apparatus Trolley | <p>Fully welded, tubular end frame construction in stainless steel. </p> <p>The shelves are fixed (i.e. not removable) for added stability and are supplied lipped edges up, (lipped edges down are available on request). </p> <ul> <li>Maximum weight limit is 200kg uniform distributed load.</li> <li>Shelf heights: 210mm, 520mm and 820mm from floor level.</li> <li>Size: L1060 x W460 x H900mm.</li> </ul> | 347.49 | EA | FVRATE20 | 1
Lab Equipment | B8R06317 | Ribbed Rubber Mat | <p>Rubber mat to fit the three and two tier apparatus trollies. </p> <ul> <li>3mm thick</li> <li>Size: 1000 x 460mm</li> </ul> | 61.89 | EA | FVRATE20 | 1
Lab Equipment | B8R06328 | Ohaus Scout Balance 6200x0.1g | <p>The Scout&trade; Series are ideal for both education laboratories and industrial use. They are stackable for storage in a laboratory with limited space and has a large range of weighing modes available which make the balance suitable for a wider range of applications.</p> <ul> <li>USB or RS232 Connectivity</li> <li>Transportation lock to protect the balance's weighing cell during transportation</li> <li>Calibration lock to avoid accidental changing of settings</li> <li>Powered by AC adapter included or 4 x AA cells (Batteries sold separately)</li> <li>Weighing Units: mg, g, kg, ct, N, oz, ozt, dwt, lb, lb:oz, grn, hkt, sgt, twt, tical, tola, custom unit 1</li> </ul> | 212.95 | EA | FVRATE20 | 1
Lab Equipment | B8R06330 | Ohaus Scout Balance 620x0.01g | <p>The Scout&trade; Series are ideal for both education laboratories and industrial use. They are stackable for storage in a laboratory with limited space and has a large range of weighing modes available which make the balance suitable for a wider range of applications.</p> <ul> <li>USB or RS232 Connectivity</li> <li>Transportation lock to protect the balance's weighing cell during transportation</li> <li>Calibration lock to avoid accidental changing of settings</li> <li>Powered by AC adapter included or 4 x AA cells (Batteries sold separately)</li> <li>Weighing Units: mg, g, kg, ct, N, oz, ozt, dwt, lb, lb:oz, grn, hkt, sgt, twt, tical, tola, custom unit 1</li> </ul> | 212.95 | EA | FVRATE20 | 1
Lab Equipment | B8R06331 | Ohaus Scout Balance 420x0.01g | <p>The Scout&trade; Series are ideal for both education laboratories and industrial use. They are stackable for storage in a laboratory with limited space and has a large range of weighing modes available which make the balance suitable for a wider range of applications.</p> <ul> <li>USB or RS232 Connectivity</li> <li>Transportation lock to protect the balance's weighing cell during transportation</li> <li>Calibration lock to avoid accidental changing of settings</li> <li>Powered by AC adapter included or 4 x AA cells (Batteries sold separately)</li> <li>Weighing Units: mg, g, kg, ct, N, oz, ozt, dwt, lb, lb:oz, grn, hkt, sgt, twt, tical, tola, custom unit 1</li> </ul> | 202.35 | EA | FVRATE20 | 1
Lab Equipment | B8R06332 | Ohaus Scout Balance 220x0.01g | <p>The Scout&trade; Series are ideal for both education laboratories and industrial use. They are stackable for storage in a laboratory with limited space and has a large range of weighing modes available which make the balance suitable for a wider range of applications.</p> <ul> <li>USB or RS232 Connectivity</li> <li>Transportation lock to protect the balance's weighing cell during transportation</li> <li>Calibration lock to avoid accidental changing of settings</li> <li>Powered by AC adapter included or 4 x AA cells (Batteries sold separately)</li> <li>Weighing Units: mg, g, kg, ct, N, oz, ozt, dwt, lb, lb:oz, grn, hkt, sgt, twt, tical, tola, custom unit 1</li> </ul> | 164.55 | EA | FVRATE20 | 1
Physics | B8R06342 | Ray Optics Box | <p>A ventilated Ray Optics box which is open fronted with extended sides finned externally for heat dissipation and vertical internal grooves to accommodate a slit plate and cylindrical lens.</p> <p>The ray box includes:</p> <ul> <li>1 x 12V, 21W lamp with one meter of twin flex ending in 4mm connectors,</li> <li>A slit plate with single and triple slit, whitened on one side, black matt on the other.</li> <li>Collimating Lens</li> </ul> <p>The ray box operates on a 12V power supply (B8G85458) which is not included.</p> <ul> <li>45mm width: not suitable for use with 50mm filters.</li> </ul> <p>Replacement bulb is available to purchase separately (B8A56820).</p> | 14.45 | EA | FVRATE20 | 1
Physics | B8R06343 | Battery Operated Ray Optics Box | <p>A battery operated LED Ray Box comprising of a die cast enclosure which delivers white light but runs much cooler than conventional incandescent lamp models. It uses the latest cool ultra bright LED technology giving superior white light.</p> <ul> <li>Supplied complete with slit plate and its own battery power source using 2 x AA size batteries (not included).</li> <li>Replacement LED is available: B8R09520</li> </ul> | 23.35 | EA | FVRATE20 | 1
Lab Equipment | B8R06348 | Micrometer | <p>A basic metric micrometer offering excellent value for money with 0.01mm graduation.</p> <ul> <li>0-25mm x 0.01mm.</li> </ul> | 17.95 | EA | FVRATE20 | 1
Cleaning | B8R06352 | Milton 5ltr Disinfecting Fluid | <p>Milton Disinfecting Fluid is the ideal choice for maintaining a hygienic environment in educational settings, such as nurseries and school kitchens, as well as homes. Renowned for its disinfecting prowess, it effectively sterilises surfaces and crockery, ensuring they are safe for use. In nurseries, it can rapidly sterilise baby feeding products within just 15 minutes, contributing to the health and safety of young children.</p> <ul> <li>Capacity: 5-litre bottle, ideal for extended use in larger facilities.</li> <li>Contains a robust 2% formulation, delivering reliable and efficient disinfection.</li> </ul> <p>Trusted by professionals, this disinfectant is an essential component in any educational institution's cleaning regime, providing peace of mind through thorough sterilisation.</p> | 14.99 | EA | FVRATE20 | 1
Lab Equipment | B8R06357 | G Clamp 100mm | <p>Drop forged. Length 100mm. </p> <ul> <li>Drop Forged Steel G-Clamp</li> <li>100mm Opening Capacity</li> <li>Use for woodworking, fabrication, apparatus setup, and lessons on pressure and torque</li> <li>Clamp measures 23cm long when closed, and approximately 33cm long when fully expanded.</li> </ul> <p> </p> <p>When you need something held in place, this steel G-clamp will do just the trick. The drop-forged construction ensures strong, solid material. </p> <p>The threaded screw opens to 100mm and is topped with a swivel pad for safer clamping. </p> | 9.25 | EA | FVRATE20 | 1
Coaching & Resources | B8R06358 | Fastime 01 Stopwatch Asst Pk6 | <p data-start="0" data-end="159">The Fastime 01 Stopwatch (pack of 6) is ideal for non-critical event timing like football or school sports. Its compact size makes it easy for children to use.</p> <ul data-start="161" data-end="382"> <li data-start="161" data-end="182"> <p data-start="163" data-end="182">24-hour stopwatch</p> </li> <li data-start="183" data-end="222"> <p data-start="185" data-end="222">Time, calendar, and alarm functions</p> </li> <li data-start="223" data-end="283"> <p data-start="225" data-end="283">Cumulative split times with time out and 1&ndash;2 fast finish</p> </li> <li data-start="284" data-end="303"> <p data-start="286" data-end="303">Shock resistant</p> </li> <li data-start="304" data-end="350"> <p data-start="306" data-end="350">Includes 6 stopwatches in assorted colours</p> </li> <li data-start="351" data-end="382"> <p data-start="353" data-end="382">Battery included (357/SR44)</p> </li> </ul> <p data-start="384" data-end="402"><strong data-start="384" data-end="400">Perfect For:</strong></p> <ul data-start="403" data-end="492"> <li data-start="403" data-end="417"> <p data-start="405" data-end="417">PE lessons</p> </li> <li data-start="418" data-end="433"> <p data-start="420" data-end="433">Sports days</p> </li> <li data-start="434" data-end="448"> <p data-start="436" data-end="448">Team games</p> </li> <li data-start="449" data-end="469"> <p data-start="451" data-end="469">Classroom timing</p> </li> <li data-start="470" data-end="492"> <p data-start="472" data-end="492">After-school clubs</p> </li> </ul> <ul> <li>Batteries are dangerous if swallowed. Keep out of the reach of Children.</li> </ul> <p>When changing a battery in a Fastime watch ensure that where there is a spring it is in the correct position (under the battery), where there is a clip to hold the battery, ensure that the battery is in place under the clip making good contact with the elements. If the watch face still remains blank it may be that the watch needs re-setting, this can be done by creating a 'U'-shaped tool from a paperclip and simultaneously touching one end to the back of the battery and the other end to the contact in the reset hole to the left of the battery bar screw.</p> | 34.99 | P 6 | FVRATE20 | 1
Physics | B8R06362 | Slit Plate Holder For Light Source Kit | <p>Slit plate holders. </p> <ul> <li>Pack of 4</li> </ul> | 11.79 | P 4 | FVRATE20 | 1
Physics | B8R06364 | Air Track Accessories | <p>This accessory set includes almost everything required to be used with Air Track (B8H25339). This set consists of the following parts, including the magnets useful for precision collision &amp; non-collision study; these give better results than hook and loop attachment and spring set.</p> <ul> <li>Bolt &amp; Wing Nuts x 10</li> <li>Spring Attachments x 4</li> <li>Springs x 4</li> <li>Hook &amp; Loop Attachment Pairs x 2 Pair</li> <li>Pulley x 1</li> <li>String x 2</li> <li>Slotted Mass &amp; Hanger: Weights 5 g - 4 pcs. &amp; Hanger 5 g x 1</li> <li>Photogate Flags x 8</li> <li>Photogate Arms x 2</li> <li>Launching Cradle x 1</li> <li>Assorted Masses x 8</li> <li>Risers x 8</li> <li>Rubber Bands x 2</li> <li>Hook for Spring x 1</li> <li>Pins x 4</li> </ul> | 102.05 | PK | FVRATE20 | 1
Outdoor | B8R06366 | 40 Cell Insert Trays Pk5 | <p>Made from recycled and recyclable plastic, these cell insert trays will fit most standard seed trays. Grow healthy plants from seed, also suitable for striking cuttings. 355 mm Length, 230mm Width, 50mm Height. </p> | 7.69 | P 5 | FVRATE20 | 1
Outdoor | B8R06367 | Standard Seed Tray | <p>A standard seed tray without drainage holes, can hold a 40 cell insert tray (sold separately) </p> <p>Size: L375mm x W230mm x H60mm </p> | 3.99 | EA | FVRATE20 | 1
Biology | B8R06422 | Eyepiece Micrometer M004 | <p>A microscope eyepiece micrometer is ideal for anyone wishing to take a measurement from an object that is being viewed under a microscope. This eyepiece is compatible with any microscope which has a removeable Wide Field 10x/18mm eyepiece (WF10X/18mm). To fit, simply remove the original eyepiece from your microscope, which sometimes involves the loosening of a small screw on the eyepiece tube, and replace with the new eyepiece containing the micrometer. The eyepieces can be changed back if measurements are no longer required. </p> <p>Suitable for use with the following microscopes: </p> <ul> <li>Philip Harris M-100FX Monocular - B8R07235</li> <li>Philip Harris M-100FLED Monocular - B8R05547</li> <li>Optika B-151 Monocular Ecovision - B8R05554</li> <li>Optika B-157 Binocular - B8R05555</li> <li>Optika B-159 Binocular - B8R05564</li> <li>Optika B-191 Monocular - B8R05556</li> <li>Optika B-192 Binocular - B8R05557</li> <li>Optika B-193 Trinocular - B8R05558</li> <li>Optika B-150DBRPL Digital Binocular - B8R08120 </li> <li>Optika B-150DMR Digital Monocular - B8R05559</li> </ul> <p>Also compatible with these discontinued models: </p> <ul> <li>Optika B-50 Monocular</li> <li>Optika B-150DBR Digital Binocular </li> <li>Older Philip Harris Student and Advanced microscope models with a removable WF10X/18mm eyepiece</li> </ul> | 64.95 | EA | FVRATE20 | 1
Biology | B8R06423 | Eyepiece Micrometer St005 | <p>A microscope eyepiece micrometer is ideal for anyone wishing to take a measurement from an object that is being viewed under a microscope. This eyepiece is compatible with our Philip Harris range of stereomicroscopes (WF10X/20mm). To fit, simply remove the original eyepiece from your microscope, which sometimes involves the loosening of a small screw on the eyepiece tube, and replace with the eyepiece containing the micrometer. The eyepieces can be changed back if measurements are no longer required. </p> <p>Suitable for use with the following microscopes: </p> <ul> <li>Philip Harris SFX-31 Stereo Microscope - B8R07236</li> <li>Philip Harris SFX-34 Stereo Microscope - B8R07237</li> <li>Philip Harris SFX-51 Stereo Microscope - B8R07238</li> <li>Philip Harris SFX-91 Stereo Microscope - B8R07239</li> </ul> <p>Also compatible with these discontinued models: </p> <ul> <li>Philip Harris ST-30-2LF Stereo</li> <li>Philip Harris ST-30-2LEDF Stereo</li> <li>Philip Harris ST-40-2L Stereo</li> <li>Older Philip Harris Stereo Microscopes with a removable WF10X20mm eyepiece</li> </ul> | 65.19 | EA | FVRATE20 | 1
Physics | B8R06431 | Ticker Tape Timer With Holder And Tape | <p>For the measurement of velocity and acceleration, using timing marks made on a moving self-marking paper tape by a vibrating 'striker'. Designed to operate on a 12V AC supply (not included) and uses the mains frequency as its timing standard. The unit is housed on a metal base 300 x 160 mm. The base also carries a tape guide which incorporates a self-marking paper tape. Pair of 4mm sockets is provided on the side of the case for connection to the electrical supply. Supplied with a roll of 50m of self-marking paper tape, 15 mm wide.</p> <ul> <li>Spare Ticker Tape is available: B8R07098</li> <li>Power Supply not included (see PP00057619 or PP00057620)</li> </ul> | 64.19 | EA | FVRATE20 | 1
Biology | B8R06432 | Power Lead - 5w | <p>Spare / replacement charger for microscopes prior to 2015/16:</p> <p>Suitable for use with the following, now discontinued, microscope models - <strong>Please Note</strong>: catalogue codes provided below are for reference only &amp; relate to an old Philip Harris Catalogue):</p> <ul> <li>Stereo Zoom Microscope SKS39Z - B8H70279</li> <li>Stereo Microscope SKS31 - B8R02400</li> <li>Stereo Microscope SKS26 - B8R02399</li> <li>Biological Microscope SK124 - B8R02396</li> <li>Biological Microscope SK132 - B8R02372</li> <li>Biological Microscope SK54 - B8R02394</li> <li>Biological Microscope SK102 - B8R02395</li> <li>Biological Microscope SK52 - B8R02393</li> <li>Classic BE-211A W100 x Mono Microscope - B8R04266</li> <li>Long Arm Stereo Microscope - B8A75991</li> <li>Zeta 51 LED Microscope - B8H70279</li> <li>ZETA 100 LED Microscope - B8H70280</li> <li>Zeta 120 LED Microscope - B8H70292</li> <li>Zeta 121 LED Microscope - B8H70309</li> <li>Student Microscope With Led Illuminator - B8L87699</li> </ul> <p>Rating: 5V, 1A, 5W</p> | 8.39 | EA | FVRATE20 | 1
Physics | B8R06433 | Air Track | <p>This Linear Air Track kit is designed to provide a cost-effective system for the study of all aspects of Dynamics in a virtually friction-free environment. It is particularly effective in the field of collisions where conservation of momentum is dramatically demonstrated.</p> <p>The kit contains everything required for a vast array of experiments covering:</p> <ul> <li>Velocity,</li> <li>Motion and acceleration,</li> <li>Potential energy,</li> <li>Kinetic energy,</li> <li>Conservation of energy,</li> <li>Simple harmonic motion (SHM),</li> <li>Motion on level and inclined planes.</li> </ul> <p>Gliders are designed to accept standard slotted masses for additional load.</p> <p>The Air Track is supplied with a comprehensive accessory pack to facilitate every type of interaction.</p> <p>The accessories include Gliders / Vehicles with mass attachment, catapults and buffers.</p> <p>For the measurement of glider speed, Light Gates and Timers are required (PP00058200 &amp; PP00058195 or similar).</p> <p>Air Blower (coming soon) is required, but not included.</p> <ul> <li>Linear Air Track with accessories, 2m length.</li> </ul> | 362.95 | EA | FVRATE20 | 1
Primary Science | B8R06434 | Organ Tunic - Arabic | <p>Child sized tunic with a 3D rib cage and Hook and Loop backed organs and labels. A brilliant teaching and learning aid for demonstration, games, discussion, assessment and learning.</p> <p>A photocopiable reference sheet helps place the organs correctly.</p> <p>Guaranteed 5 years. Made in the UK.</p> <p>Size: 600 x 360mm.</p> | 112.39 | EA | FVRATE20 | 1
Lab Equipment | B8R06435 | MK Lab Balance 2000g x 0.01g | <p>The high precision, low cost MK Lab portable balances are designed to be easy to use with intuitive functions. The balances have a back-lit display and are of a modern compact design with built-in spirit level and levelling feet.</p> <ul> <li>3 weighing units (g, oz, Newtons)</li> <li>Can be stacked for storage and transportation</li> <li>Dual tare keys</li> <li>Overload protection</li> <li>ABS case with adjustable feet</li> <li>Auto power off</li> <li>Parts Counting</li> <li>Lock down mounting slot</li> <li>Capacity Tracker</li> <li>% Weighing</li> <li>Mains power adapter with optional AA batteries</li> <li>Power Supply: 100V AC - 250V AC</li> </ul> | 175.05 | EA | FVRATE20 | 1
Geography | B8R06441 | The Peters Projection Map | <p>This laminated map shows the world's land areas and oceans in their true proportions. Labelled with continents, countries, major cities, oceans and seas, this huge map is perfect for every classroom.</p> <p>Area scale: 1 square centimetre: 123,000 square kilometres. Size: 590 x 840mm.</p> <ul> <li>KS2 and upwards</li> <li>Laminated and clearly labelled with detailed cartography</li> <li>Scale 1:123,000</li> <li>Dimensions: 590 x 840mm</li> </ul> | 24.99 | EA | FVRATE0 | 1
Geography | B8R06442 | Swivel Globes Pack 6 | <p>Each political world globe is 100mm in diameter and features longitude and latitude lines on a unique swivel and tilt stand that is fixed to the equator.</p> <p>This allows the globe to turn in all directions, allowing a clear view of all the continents.</p> <p>Each globe has clear printing of all continents, country names and major capital cities and has a robust plastic and metal stand.</p> | 72.99 | P 6 | FVRATE20 | 1
Geography | B8R06443 | World Climate Zones Map | <p>A colourful A1 poster showing the different climate zones across the world.</p> | 12.99 | EA | FVRATE0 | 1
Geography | B8R06444 | World Time Zone Map | <p>An A1 map of the world showing the various time zones around the world.</p> | 13.99 | EA | FVRATE0 | 1
Environmental Science | B8R06446 | Agriculture Test Kit | <p>The Agriculture Test Kit makes it possible to measure pH and the most important elements for plant growth, that is, nitrogen (N), phosphorus (P) and potassium (K).</p> <p>The chemical composition of soil includes pH and chemical elements. Soil analysis is necessary for better management of fertilisation and to know the residues of fertilisers in relation to the crop, tillage and the most suitable plant choice for soil composition. An analysis can highlight shortages and help the understanding of the causes of an abnormal growth.</p> <p>Testing the soil during each crop cycle and comparing the results with plant growth can be a useful experiment for subsequent cultivations.</p> <p>The HI-3896 test kit is supplied with the following;</p> <ul> <li>120ml extraction solution x 2</li> <li>70ml pH indicator</li> <li>75 powder packets (25 each for N,P &amp; K)</li> <li>1ml pipettes x 3</li> <li>Test tubes x 5</li> <li>Test tube stand</li> <li>Spoon and brush</li> <li>Colour cards x 4</li> <li>Graduated card and handbook</li> </ul> <p>Dimensions: 235mm x 176mm x 117mm</p> <p>Weight: 710 g</p> | 105.75 | EA | FVRATE20 | 1
Environmental Science | B8R06449 | Barometer | <p>Three in one weather station includes:</p> <ul> <li>Thermometer,</li> <li>Barometer,</li> <li>Hygrometer.</li> </ul> <p>It measures temperature (Celsius), air pressure and air moisture levels.</p> <ul> <li>Diameter: 130mm</li> <li>Material: Plastic</li> </ul> | 18.69 | EA | FVRATE20 | 1
Filing & Folders | B8R06450 | Pvc Stnd Clipboard A4 P10 Blk | <ul> <li>Sturdy high capacity PVC clipboard</li> <li>With hanging hole, pen holder and heavy-duty clip</li> <li>Black</li> <li>Pack of 10</li> </ul> | 27.99 | BOX | FVRATE20 | 1
Filing & Folders | B8R06451 | Pvc Clipboard Foldover Red P10 | <p>This A4+/foolscap PVC clipboard from Rapesco features a foldover flap which protects your documents. This clipboard also features a handy pen holder and hanging hook for practicality and ease of storage. Its extra-strong, high-capacity clip allows it to grip paper firmly whilst the protective corners make the mechanism gentler on the paper and safer to use. Ideal for any work out of the office on foot, or work on-site, this Foldover Clipboard offers additional protection for documents when not in use. Pack of 10.</p> <ul> <li>The Foldover flap adds a touch of class whilst keeping your documents neat and secure</li> <li>Extra-strong, high-capacity wire clip with plastic protected corners grips paper gently whilst making the mechanism safer to use</li> <li>Retractable hanging hole hook for ease of storage</li> <li>Clear internal pocket</li> <li>Pack of 10 A4+/foolscap clipboard</li> <li>Pack of 10.</li> </ul> | 26.99 | BOX | FVRATE20 | 1
Chemistry | B8R06454 | Hex-1-ene 100ml | <ul> <li>Molecular Weight: 84.16g/mol</li> <li>CAS Number: 592-41-6</li> <li>Hazard: H225,H304</li> <li>Precaution: P210,P301+P310,P331</li> </ul> | 16.6 | VMO | FVRATE20 | 1
Chemistry | B8R06455 | Methyl Salicylate 100g | <ul> <li>Molecular Weight: 152.15g/mol</li> <li>CAS Number: 119-36-8</li> <li>Hazard: H302</li> <li>Precaution: P301+P312,P330</li> </ul> | 10.75 | MGT | FVRATE20 | 1
Chemistry | B8R06456 | 2-bromobutane 100ml | <ul> <li>Alternative name: sec- Butyl Bromide</li> <li>Molecular Weight: 137.02g/mol</li> <li>CAS Number: 78-76-2</li> <li>Hazard: H225,H412</li> <li>Precaution: P210,P233,P273,P303+P361+P353,P370+P378,P403+P235</li> </ul> | 21.6 | VMO | FVRATE20 | 1
Chemistry | B8R06457 | Zinc Sulfate-7-water Ar 500g | <ul> <li>Molecular Weight: 287.56g/mol</li> <li>CAS Number: 7446-20-0</li> <li>Hazard: H302,H318,H410</li> <li>Precaution: P264,P270,P273,P280,P301+P312,P305+P351+P338,P310,P391,P501</li> </ul> | 12.65 | MGX | FVRATE20 | 1
Chemistry | B8R06458 | Zinc Powder 250g | <ul> <li>Molecular weight: 65.39g/mol</li> <li>CAS Number: 7440-66-5</li> <li>Hazard: H250,H260,H410</li> <li>Precaution: P222,P223,P231+P232,P273,P370+P378,P422</li> </ul> <p>Price includes Chemical freight surcharge</p> <p>*International delivery is priced on application, please contact Customer Services for a quotation.&nbsp;</p> | 40.2 | MGV | FVRATE20 | 1
Chemistry | B8R06459 | Wax White (beeswax) 1kg | <ul> <li>CAS Number: 8012-89-3</li> </ul> | 34.4 | KG | FVRATE20 | 1
Chemistry | B8R06460 | Universal Indicator Ph 4 To 11 2.5l | <ul> <li>CAS Number: Mixture</li> <li>Hazard: H225,H371</li> <li>Precaution: P210,P260,P280</li> </ul> <p>Price includes Chemical freight surcharge</p> <p>*International delivery is priced on application, please contact Customer Services for a quotation.&nbsp;</p> | 45.19 | VLE | FVRATE20 | 1
Chemistry | B8R06461 | Silver Nitrate 0.1M Solution 1L | <ul> <li>Molecular Weight: 169.87g/mol</li> <li>CAS Number: 7761-88-8</li> <li>Hazard: H315,H319,H290,H400,H410</li> <li>Precaution: P280,P305+P351+P338,P302+P352,P321,P406,P501</li> </ul> | 36.1 | VLA | FVRATE20 | 1
Chemistry | B8R06462 | Silica Gel Self Indicating 1kg | <ul> <li>Molecular Weight: 60.08g/mol</li> <li>CAS Number: 63231-67-4</li> </ul> | 18.25 | KG | FVRATE20 | 1
Chemistry | B8R06465 | Potassium Nitrate 500g | <ul> <li>Molecular Weight: 101.103g/mol</li> <li>CAS Number: 7757-79-1</li> <li>Hazard: H272</li> <li>Precaution: P210</li> </ul> | 6.4 | MGX | FVRATE20 | 1
Chemistry | B8R06466 | Paraffin Oil 1l | <ul> <li>Alternative name: Kerosene</li> <li>CAS Number: 8012-95-1</li> <li>Hazard: H319</li> <li>Precaution: P305+P351+P338</li> </ul> | 7.65 | VLA | FVRATE20 | 1
Chemistry | B8R06467 | Paraffin Liquid 1l | <ul> <li>Alternative name: Medicinal Paraffin</li> <li>CAS Number: 8042-47-5</li> </ul> | 12.15 | VLA | FVRATE20 | 1
Chemistry | B8R06476 | Smart Putty | <p>Smart putty has been available for a long time as an amusement, but this visco-elastic polymer has serious engineering applications.</p> <p>Soft, stretchy and bendy when moved slowly, solid when trying to move quickly or impacted.</p> <p>It has the remarkable property that it usually behaves as a soft mould-able plastic (like chewing gum), but instantly becomes a rubber if impacted and bounces like a ball. It can also float in a liquid and will form a puddle given enough time. It is a great demonstration of an unusual polymer, a useful adhesive and can be used in many creative and fun activities.</p> <ul> <li>Supplied: 100g in a plastic container.</li> </ul> | 14.85 | EA | FVRATE20 | 1
Physics | B8R06485 | Ballistic Pendulum | <p>The ballistic pendulum allows study of the laws of conservation of energy and conservation of momentum in a perfectly inelastic collision.</p> <p>This device is particularly sturdy because it is firmly fixed to its base and equipped with a state-of-the-art launcher.</p> <p>The launching system is removable and suitable for verifying the initial speed of a projectile according to the laws of parabolic motion.</p> <p>Dimensions:</p> <ul> <li>Height: 300mm.</li> <li>Base: 450mm x 170mm.</li> </ul> <p>The Spring Constant of this apparatus is K = 0.22N/mm</p> | 226.95 | EA | FVRATE20 | 1
Environmental Science | B8R06487 | Weather Station | <p>Rain or shine, your pupils will adore exploring and investigating the weather with the Outdoor Weather Station. Ideal for developing scientific and geographical skills, this super station will support pupils in taking measurements and spotting patterns.</p> <p>The Outdoor Weather Station takes the shape of a sturdy, wooden house, complete with a rain gauge, thermometer, barometer, hygrometer and weather vane. Whether you choose to place it on your playground or school field, this comprehensive kit will enable children to measure rainfall, temperature, air pressure, humidity and wind direction. Excellent for observing daily, weekly or monthly weather patterns and observing changes over time, the Outdoor Weather Station ensures that Science and Geography lessons are contextual, practical and engaging. Inspire the meteorologists of the future!</p> <p>What&rsquo;s in the Box?</p> <ul> <li>1 x wooden Outdoor Weather Station (including rain gauge, thermometer, barometer, hygrometer and weather vane)</li> <li>Dimensions: 330mm x 480mm x 580mm</li> </ul> <p><strong>Stand not included.</strong></p> | 499.95 | EA | FVRATE20 | 1
Design & Technology | B8R06498 | Tubes Cardboard Pack Of 75 | <p>Clean, white and strong cardboard tubes. Ideal for constructing basic models, can be painted.</p> <p><strong>Pack Contains:</strong></p> <ul> <li>25 tubes of each size: 25 x 100mm, 30 x 150mm and 40 x 200mm (external diameter x length)</li> <li>Tubes are sized to push-fit into the next size up</li> <li>Pack of 75 tubes</li> </ul> | 31.99 | PK | FVRATE20 | 1
Design & Technology | B8R06499 | Sandpaper 225x275mm Pk15 | <p>Pack of sandpaper of 4 assorted grades: coarse, medium, fine and extra-fine.</p> <p>Sheet size: 225 x 275mm. Sold in packs of 15 sheets.</p> | 4.99 | P15 | FVRATE20 | 1
Design & Technology | B8R06500 | Combination Pliers | <p>Combination pliers Ideal for small hands in basic wood or metalworking.</p> | 7.99 | EA | FVRATE20 | 1
Design & Technology | B8R06502 | Hammer Claw Mini | <p>High quality mini claw hammer with metal handle. An excellent tool for small hands.</p> <p>Overall length: 260mm, Weight: 185g</p> | 13.49 | EA | FVRATE20 | 1
Design & Technology | B8R06503 | Pin Hammer 110g Junior Size | <p>Wooden handled pin hammer perfect for woodworking. Sold 110g Junior size. Hickory handle.</p> <p>Caution - The pin hammer is only intended to be used to tap at nails or pins. It is not a heavy duty hammer and the head should never be used as a lever.</p> | 9.29 | EA | FVRATE20 | 1
Design & Technology | B8R06506 | Drill and Drill Stand | <p>Permanently mounted hand drill on wooden stand. Limited vertical motion to prevent over drilling. For drill bits up to 8mm diameter</p> | 67.99 | EA | FVRATE20 | 1
Design & Technology | B8R06509 | Wheels And Axles Pack 98 | <p>A great value of assorted wheels and axel dowels.</p> <p>Pack contains:</p> <ul> <li>40mm card wheels x 400</li> <li>50mm card wheels x 100</li> <li>40mm beechwood wheels x 40</li> <li>50mm beechwood wheels x 20</li> <li>60mm beechwood wheels x 10</li> <li>1m of 4mm i.d. tubing (end stops)</li> <li>1m of 5mm i.d. tubing (spacers)</li> <li>20 lengths of 4 x 300mm dowel</li> </ul> <p>Please note: All wheels have 4mm centres.</p> | 44.99 | PK | FVRATE20 | 1
Design & Technology | B8R06512 | Wheels Plastic 40 X 8mm Pk100 | <p>Plastic wheels for modelling, 40mm diameter x 8mm thick with 4mm i.d. hole for axels.</p> <p>Sold in packs of 100 assorted colours.</p> | 14.99 | PK | FVRATE20 | 1
Design & Technology | B8R06513 | Wheels Card 40mm Dia 4mm X 100 | <p>2mm thick cardboard wheel which are very strong. 4mm i.d. hole.</p> <p>Available in 40 and 50mm diameter.</p> <p>Pack of 100.</p> | 4.99 | PK | FVRATE20 | 1
Design & Technology | B8R06514 | Wheels Card 50mm Dia 4mm X 100 | <p>2mm thick cardboard wheels which are very strong. 4mm i.d. hole.</p> <p>Available in 40mm and 50mm diameter.</p> <p>Pack of 100.</p> | 5.99 | PK | FVRATE20 | 1
Lab Equipment | B8R06518 | Lab Rules Poster | <p>A great poster detailing general laboratory rules to ensure a safe environment.</p> <p>A1 posters designed, by our in-house experts at Philip Harris Education, are brightly coloured and informative.</p> <p>A1 size</p> <p>Size A1, dimensions 594 mm x 841mm.</p> | 12.79 | EA | FVRATE20 | 1
Lab Equipment | B8R06529 | Bic Mega Lighter | <p>The BIC Megalighter Multi multipurpose lighter is great for all sorts of uses with an ingenious 6 cm extension wand to keep a controlled flame at a safe distance. Small easy-grip design that comfortably fits in your hand for lighting cookers, fireplaces, candles, and BBQs. Has a handy storage hook and holds up to 750 lights.</p> | 5.29 | EA | FVRATE20 | 1
Appliances | B8R06530 | Sterilising Tablets P50 | <p>Pack of 50 sterilising tablets to make sterilising solution. Used to kill bacteria and to disinfect and sterilise equipment. </p> <p> </p> <p>Simply drop 1 tablet into 5 litres of clean cold water. Let the tablet dissolve to form the Sterilising Solution. </p> <ul> <li> </li> </ul> | 6.5 | P50 | FVRATE20 | 1
Lab Equipment | B8R06531 | Rubber Stoppers Bundle | <p>Best quality red rubber.&nbsp; Shore hardness in range 46-55.&nbsp; Bottom diameter moulded on top face. &nbsp;Resistant to dilute acids, alkalis and ammonia.</p> <p>Includes packs of 10 stoppers of each of the following sizes:</p> <ul> <li>Solid: 13 x 16mm</li> <li>Solid: 19 x 22.5mm</li> <li>Solid: 31 x 36mm</li> <li>One Hole: 19 x 22mm</li> <li>Two Hole: 31 x 36mm</li> </ul> <p>Pack of 50.</p> <p>Please note: Extreme care must be used when inserting glass into the holes in rubber stoppers.&nbsp;&nbsp;</p> | 30.55 | P50 | FVRATE20 | 1
Lab Equipment | B8R06534 | 4mm Stackable Plug Lead 250mm - Red | <p>Test leads with 4mm (banana) plugs at each end. The plugs are stackable with a cage spring to provide secure connection, and incorporate a socket at the rear to accommodate an additional 4mm plug.</p> <p>Body and spring are nickel plated machined brass, insulated covers manufactured from ABS plastic.</p> <ul> <li>Maximum current: 15A</li> <li>Voltage: 30VAC - 60VDC.</li> <li>Colour: Red</li> <li>Lead Length: 250mm</li> <li>Cable: 0.75mm&sup2; (95/0.01mm) PVC insulated</li> <li>Plugs: Nickel plated brass body and spring</li> <li>Plug length: 44.5mm</li> <li>Pack of 5</li> </ul> | 6.29 | P 5 | FVRATE20 | 1
Lab Equipment | B8R06535 | 4mm Stackable Plug Lead 250mm - Black | <p>Test leads with 4mm (banana) plugs at each end. The plugs are stackable with a cage spring to provide secure connection, and incorporate a socket at the rear to accommodate an additional 4mm plug.</p> <p>Body and spring are nickel plated machined brass, insulated covers manufactured from ABS plastic.</p> <ul> <li>Maximum current: 15A</li> <li>Voltage: 30V AC - 60V DC.</li> <li>Colour: Black</li> <li>Lead Length: 250mm</li> <li>Cable: 0.75mm&sup2; (95/0.01mm) PVC insulated</li> <li>Plugs: Nickel plated brass body and spring</li> <li>Plug length: 44.5mm</li> <li>Pack of 5</li> </ul> | 6.29 | P 5 | FVRATE20 | 1
Lab Equipment | B8R06536 | 4mm Stackable Plug Lead 250mm - Green | <p>Test leads with 4mm (banana) plugs at each end. The plugs are stackable with a cage spring to provide secure connection, and incorporate a socket at the rear to accommodate an additional 4mm plug.</p> <p>Body and spring are nickel plated machined brass, insulated covers manufactured from ABS plastic.</p> <ul> <li>Maximum current: 15A</li> <li>Voltage: 30VAC - 60VDC.</li> <li>Colour: Green</li> <li>Length: 250mm</li> <li>Cable: 0.75mm&sup2; (95/0.01mm) PVC insulated</li> <li>Plugs: Nickel plated brass body and spring</li> <li>Plug length: 44.5mm</li> <li>Pack of 5</li> </ul> | 6.29 | P 5 | FVRATE20 | 1
Lab Equipment | B8R06537 | 4mm Stackable Plug Lead 250mm - Yellow | <p>Test leads with 4mm (banana) plugs at each end. The plugs are stackable with a cage spring to provide secure connection, and incorporate a socket at the rear to accommodate an additional 4mm plug.</p> <p>Body and spring are nickel plated machined brass, insulated covers manufactured from ABS plastic.</p> <ul> <li>Maximum current: 15A</li> <li>Voltage: 30VAC - 60VDC.</li> <li>Colour: Yellow</li> <li>Length: 250mm</li> <li>Cable: 0.75mm&sup2; (95/0.01mm) PVC insulated</li> <li>Plugs: Nickel plated brass body and spring</li> <li>Plug length: 44.5mm</li> <li>Pack of 5</li> </ul> | 6.29 | P 5 | FVRATE20 | 1
Lab Equipment | B8R06538 | 4mm Stackable Plug Lead 250mm - Blue | <p>Test leads with 4mm (banana) plugs at each end. The plugs are stackable with a cage spring to provide secure connection, and incorporate a socket at the rear to accommodate an additional 4mm plug.</p> <p>Body and spring are nickel plated machined brass, insulated covers manufactured from ABS plastic.</p> <ul> <li>Maximum current: 15A</li> <li>Voltage: 30V AC - 60V DC.</li> <li>Colour: Blue</li> <li>Lead Length: 250mm</li> <li>Cable: 0.75mm&sup2; (95/0.01mm) PVC insulated</li> <li>Plugs: Nickel plated brass body and spring</li> <li>Plug length: 44.5mm</li> <li>Pack of 5</li> </ul> | 6.29 | P 5 | FVRATE20 | 1
Lab Equipment | B8R06539 | 4mm Stackable Plug Lead 500mm - Red | <p>Test leads with 4mm (banana) plugs at each end. The plugs are stackable with a cage spring to provide secure connection, and incorporate a socket at the rear to accommodate an additional 4mm plug.</p> <p>Body and spring are nickel plated machined brass, insulated covers manufactured from ABS plastic.</p> <ul> <li>Maximum current: 15A</li> <li>Voltage: 30VAC - 60VDC.</li> <li>Colour: Red</li> <li>Lead Length: 500mm</li> <li>Cable: 0.75mm&sup2; (95/0.01mm) PVC insulated</li> <li>Plugs: Nickel plated brass body and spring</li> <li>Plug length: 44.5mm</li> <li>Pack of 5</li> </ul> | 6.39 | P 5 | FVRATE20 | 1
Lab Equipment | B8R06540 | 4mm Stackable Plug Lead 500mm - Black | <p>Test leads with 4mm (banana) plugs at each end. The plugs are stackable with a cage spring to provide secure connection, and incorporate a socket at the rear to accommodate an additional 4mm plug.</p> <p>Body and spring are nickel plated machined brass, insulated covers manufactured from ABS plastic.</p> <ul> <li>Maximum current: 15A</li> <li>Voltage: 30V AC - 60V DC.</li> <li>Colour: Black</li> <li>Lead Length: 500mm</li> <li>Cable: 0.75mm&sup2; (95/0.01mm) PVC insulated</li> <li>Plugs: Nickel plated brass body and spring</li> <li>Plug length: 44.5mm</li> <li>Pack of 5</li> </ul> | 6.39 | P 5 | FVRATE20 | 1
Lab Equipment | B8R06541 | 4mm Stackable Plug Lead 500mm - Green | <p>Test leads with 4mm (banana) plugs at each end. The plugs are stackable with a cage spring to provide secure connection, and incorporate a socket at the rear to accommodate an additional 4mm plug.</p> <p>Body and spring are nickel plated machined brass, insulated covers manufactured from ABS plastic.</p> <ul> <li>Maximum current: 15A</li> <li>Voltage: 30V AC - 60V DC.</li> <li>Colour: Green</li> <li>Lead Length: 500mm</li> <li>Cable: 0.75mm&sup2; (95/0.01mm) PVC insulated</li> <li>Plugs: Nickel plated brass body and spring</li> <li>Plug length: 44.5mm</li> <li>Pack of 5</li> </ul> | 6.39 | P 5 | FVRATE20 | 1
Lab Equipment | B8R06542 | 4mm Stackable Plug Lead 500mm - Yellow | <p>Test leads with 4mm (banana) plugs at each end. The plugs are stackable with a cage spring to provide secure connection, and incorporate a socket at the rear to accommodate an additional 4mm plug.</p> <p>Body and spring are nickel plated machined brass, insulated covers manufactured from ABS plastic.</p> <ul> <li>Maximum current: 15A</li> <li>Voltage: 30V AC - 60V DC.</li> <li>Colour: Yellow</li> <li>Lead Length: 500mm</li> <li>Cable: 0.75mm&sup2; (95/0.01mm) PVC insulated</li> <li>Plugs: Nickel plated brass body and spring</li> <li>Plug length: 44.5mm</li> <li>Pack of 5</li> </ul> | 6.39 | P 5 | FVRATE20 | 1
Lab Equipment | B8R06543 | 4mm Stackable Plug Lead 500mm - Blue | <p>Test leads with 4mm (banana) plugs at each end. The plugs are stackable with a cage spring to provide secure connection, and incorporate a socket at the rear to accommodate an additional 4mm plug.</p> <p>Body and spring are nickel plated machined brass, insulated covers manufactured from ABS plastic.</p> <ul> <li>Maximum current: 15A</li> <li>Voltage: 30V AC - 60V DC.</li> <li>Colour: Blue</li> <li>Lead Length: 500mm</li> <li>Cable: 0.75mm&sup2; (95/0.01mm) PVC insulated</li> <li>Plugs: Nickel plated brass body and spring</li> <li>Plug length: 44.5mm</li> <li>Pack of 5</li> </ul> | 6.39 | P 5 | FVRATE20 | 1
Lab Equipment | B8R06544 | 4mm Stackable Plug Lead 1000mm - Red | <p>Test leads with 4mm (banana) plugs at each end. The plugs are stackable with a cage spring to provide secure connection, and incorporate a socket at the rear to accommodate an additional 4mm plug.</p> <p>Body and spring are nickel plated machined brass, insulated covers manufactured from ABS plastic.</p> <ul> <li>Maximum current: 15A</li> <li>Voltage: 30V AC - 60V DC.</li> <li>Colour: Red</li> <li>Length: 1000mm</li> <li>Cable: 0.75mm&sup2; (95/0.01mm) PVC insulated</li> <li>Plugs: Nickel plated brass body and spring</li> <li>Plug length: 44.5mm</li> <li>Pack of 5</li> </ul> | 7.39 | P 5 | FVRATE20 | 1
Lab Equipment | B8R06545 | 4mm Stackable Plug Lead 1000mm - Black | <p>Test leads with 4mm (banana) plugs at each end. The plugs are stackable with a cage spring to provide secure connection, and incorporate a socket at the rear to accommodate an additional 4mm plug.</p> <p>Body and spring are nickel plated machined brass, insulated covers manufactured from ABS plastic.</p> <ul> <li>Maximum current: 15A</li> <li>Voltage: 30V AC - 60V DC.</li> <li>Colour: Black</li> <li>Lead Length: 1000mm</li> <li>Cable: 0.75mm&sup2; (95/0.01mm) PVC insulated</li> <li>Plugs: Nickel plated brass body and spring</li> <li>Plug length: 44.5mm</li> <li>Pack of 5</li> </ul> | 7.39 | P 5 | FVRATE20 | 1
Lab Equipment | B8R06546 | 4mm Stackable Plug Lead 1000mm - Green | <p>Test leads with 4mm (banana) plugs at each end. The plugs are stackable with a cage spring to provide secure connection, and incorporate a socket at the rear to accommodate an additional 4mm plug.</p> <p>Body and spring are nickel plated machined brass, insulated covers manufactured from ABS plastic.</p> <ul> <li>Maximum current: 15A</li> <li>Voltage: 30V AC - 60V DC.</li> <li>Colour: Green</li> <li>Lead Length: 1000mm</li> <li>Cable: 0.75mm&sup2; (95/0.01mm) PVC insulated</li> <li>Plugs: Nickel plated brass body and spring</li> <li>Plug length: 44.5mm</li> <li>Pack of 5</li> </ul> | 7.39 | P 5 | FVRATE20 | 1
Lab Equipment | B8R06547 | 4mm Stackable Plug Lead 1000mm - Yellow | <p>Test leads with 4mm (banana) plugs at each end. The plugs are stackable with a cage spring to provide secure connection, and incorporate a socket at the rear to accommodate an additional 4mm plug.</p> <p>Body and spring are nickel plated machined brass, insulated covers manufactured from ABS plastic.</p> <ul> <li>Maximum current: 15A</li> <li>Voltage: 30VAC - 60VDC.</li> <li>Colour: Yellow</li> <li>Lead Length: 1000mm</li> <li>Cable: 0.75mm&sup2; (95/0.01mm) PVC insulated</li> <li>Plugs: Nickel plated brass body and spring</li> <li>Plug length: 44.5mm</li> <li>Pack of 5</li> </ul> | 7.39 | P 5 | FVRATE20 | 1
Lab Equipment | B8R06548 | 4mm Stackable Plug Lead 1000mm - Blue | <p>Test leads with 4mm (banana) plugs at each end. The plugs are stackable with a cage spring to provide secure connection, and incorporate a socket at the rear to accommodate an additional 4mm plug.</p> <p>Body and spring are nickel plated machined brass, insulated covers manufactured from ABS plastic.</p> <ul> <li>Maximum current: 15A</li> <li>Voltage: 30V AC - 60V DC.</li> <li>Colour: Blue</li> <li>Lead Length: 1000mm</li> <li>Cable: 0.75mm&sup2; (95/0.01mm) PVC insulated</li> <li>Plugs: Nickel plated brass body and spring</li> <li>Plug length: 44.5mm</li> <li>Pack of 5</li> </ul> | 7.39 | P 5 | FVRATE20 | 1
Lab Equipment | B8R06551 | Resistor Kit | <p>Comprises of 4000 1/4W Carbon Film Resistors. 40 different values from the E6 Range. Packs 50. </p><p>Includes: 0R, 1R, 1R5, 2R2, 3R3, 4R7, 6R8, 10R, 15R, 22R, 33R, 47R, 68R, 100R, 150R, 220R, 330R, 470R, 680R, 1K, 1K5, 2K2, 3K3, 4K7, 6K8, 10K, 15K, 22K, 33K, 47K, 68K, 100K, 150K, 220K, 330K, 470K, 680K, 1M, 1M5, 10M. </p> | 27.89 | EA | FVRATE20 | 1
Lab Equipment | B8R06571 | Retort Bundle | <p>Includes:</p> <ul> <li>1 x Retort stand bases 200 x 125mm</li> <li>1 x Retort stand rods 600 x 12.55mm</li> <li>1 x four prong bosshead clamps (maximum clamp opening: 105mm)</li> </ul> | 17.45 | PK | FVRATE20 | 1
Lab Equipment | B8R06572 | Retort Bundle Pack Of 5 | <p>A pack of 5 Retort Stands with clamps.&nbsp; Ideal for general laboratory use.</p> <p>Includes:</p> <ul> <li>5 x Retort stand bases (200mm x 125mm)</li> <li>5 x Retort stand rods (600mm x 12.55mm)</li> <li>5 x four prong bosshead clamps (maximum clamp opening: 105mm)</li> </ul> | 85.45 | PK | FVRATE20 | 1
Lab Equipment | B8R06573 | Retort Bundle Pack Of 10 | <p>Includes:</p> <ul> <li>10 x Retort stand bases 200 x 125mm</li> <li>10 x Retort stand rods 600 x 12.55mm</li> <li>10 x four prong bosshead clamps (maximum clamp opening: 105mm)</li> </ul> | 169.85 | PK | FVRATE20 | 1
Lab Equipment | B8R06574 | Basic Chemistry Bundle | <p>An excellent Chemistry lab starter bundle which includes 10 sets of heating equipment.&nbsp;</p> <p>Please note the Bunsen Burners which are supplied are suitable for schools with a piped-in Methane / Natural Gas supply.</p> <p>Includes:</p> <ul> <li>10 x Natural Gas Bunsen Burners</li> <li>10 x Tripod stands (130mm x 200mm)</li> <li>10 x Calcium Silicate Bench Mats (230mm x 230mm)</li> <li>10 x Pipeclay Triangles (65mm)&nbsp;</li> <li>10 x Iron Gauze Mats (150mm x 150mm)&nbsp;</li> </ul> <p>Rubber tubing for the Bunsen Burners is available to purchase separately (B8A89667).</p> | 109.15 | PK | FVRATE20 | 1
Lab Equipment | B8R06575 | Electricity Value Bundle | <p>Value for money electricity bundle.</p> <p>Test leads have 4mm banana plugs at each end. The plugs are stackable with a cage spring to provide secure connections, and incorporate a socket at the rear to accommodate an additional 4mm plug. Body and spring are nickel plated machined brass. Insulated covers manufactured from ABS plastic. Lead length 250mm.</p> <ul> <li>Maximum Current: 15A</li> <li>Voltage: 30VAC - 60VDC</li> </ul> <p>Crocodile clips have a strong spring and a clamping screw for wire.</p> <p>Bundle Contents:</p> <ul> <li>50 x 4mm stackable test leads - black</li> <li>50 x 4mm stackable test leads - red</li> <li>50 x Crocodile clips</li> </ul> | 82.35 | PK | FVRATE20 | 1
Biology | B8R06576 | Dissection Value Bundle | <p>An economically priced dissection value bundle consisting of:</p> <ul> <li>10 x blunt end forceps</li> <li>10 x fixed blade scalpels</li> <li>10 x open shank dissecting scissors</li> <li>10 x mounted needle in hardwood</li> </ul> <p><strong>Please note some items in this kit are restricted. Please contact our customer service team by phone or e-mail who will be able to assist you further.</strong></p> | 69.95 | PK | FVRATE20 | 1
Chemistry | B8R06577 | Smart Material Kit 1 | <p>The Smart Materials kit includes 100g smart putty, 500g polymorph and 500g bag of hydrogel.</p> <p><strong>Polymorph</strong> is one of a new generation of commercial polymers set to have a major impact on model making and prototyping. This polymer has all the characteristics of a tough 'engineering' material yet it softens and becomes easily mould-able at just 62&deg;C. It can be heated with just hot water or a hairdryer and can then be moulded by hand to create prototypes and solve manufacturing problems currently outside the capacity of other materials. Polymorph can be reused simply by reheating, the material can also be coloured when soft by adding a small amount of food dye.</p> <p><strong>Smart putty</strong> has been available for a long time as an amusement, but this viscoelastic polymer has serious engineering applications.&nbsp;Soft, stretchy and bendy when moved slowly, solid when trying to move quickly or impacted.&nbsp;&nbsp;It has the remarkable property that it usually behaves as a soft mould-able plastic (like chewing gum), but instantly becomes a rubber if impacted and bounces like a ball. It can also float in a liquid and will form a puddle given enough time. It is a great demonstration of an unusual polymer, a useful adhesive and can used in many creative and fun activities.</p> <p><strong>Hydrogel</strong>: This completely non-toxic powder absorbs up to 500 times its own weight in water and is the 'secret' ingredient used in applications ranging from babies nappies to perpetual growing plants. When exposed to water, the powder transforms into a gel which holds the water for an extended period.&nbsp;Place a small pile of Hydrogel in the centre of a Petri-dish and add drops of water from a syringe or pipette. The Hydrogel will swell until it can absorb no more water. This can be a simple quantitative experiment by weighing before and after water absorption.&nbsp;This grade of Hydrogel can also be used in the lab or prep-room to assist the growth of small plants, especially over weekends. The amount added to the soil or growing medium needs to be determined by trial and error.</p> | 40.75 | PK | FVRATE20 | 1
Collage & Craft Activities | B8R06581 | 1000 Plain Std Craft Sticks | <p>Let the children&rsquo;s creativity take shape with Classmates Wooden Craft Sticks! This pack of 1,000 standard-sized sticks is the perfect blank canvas for any artistic adventure. Whether they&rsquo;re building models, creating puppets, or designing frames, these versatile wooden sticks are a must-have in every classroom.</p> <p>Crafted from plain, natural wood, each stick measures 11.5cm in length and 1cm in width&mdash;just the right size for little hands to handle with ease. The smooth finish makes them ideal for painting, gluing, and decorating, giving young minds endless possibilities to explore their imaginations.</p> <p>Perfect for children aged 3+, these craft sticks are strong and durable, ready to stand up to even the most ambitious projects. And with a generous pack size of 1,000, there&rsquo;s plenty to go around, ensuring that no child&rsquo;s idea is left unfinished.</p> <p>The natural wood finish provides a classic, neutral base that can be transformed into anything from colourful creations to intricate constructions. Whether used in art, science, or math activities, these sticks are a staple for any craft-loving classroom.</p> <p>Pack of 1,000 standard-sized craft sticks</p> <p>Plain, natural wood finish for endless creativity</p> <p>Perfect for painting, gluing, and decorating</p> <p>Ideal for children aged 3+</p> <p>Dimensions: 11.5cm (L) x 1cm (W)</p> <p>Let their creativity build, design, and explore with Classmates Wooden Craft Sticks&mdash;the foundation for countless masterpieces!</p> | 8.49 | PZA | FVRATE20 | 1
Collage & Craft Activities | B8R06584 | 100 Plain Jumbo Craft Sticks | <p>Unleash the creativity of young artists with the Classmates Jumbo Wooden Craft Sticks! With a pack of 100, these versatile craft sticks are perfect for a wide range of imaginative projects. Measuring 15cm in length and 2cm in width, they provide a sturdy base for building, decorating, and crafting to their hearts' content.</p> <p>Crafted from natural wood with a smooth finish, these jumbo sticks are ideal for creating everything from intricate models to simple decorations. Their generous size makes them easy to handle and perfect for little hands to manipulate.</p> <p>Whether it's a classroom project, a rainy day activity, or an at-home craft session, these jumbo craft sticks offer endless possibilities. The natural wood finish allows for painting, gluing, and decorating, while the pack of 100 ensures there's plenty to go around for group activities or individual creations.</p> <p>Get ready to spark a world of creativity with Classmates Jumbo Wooden Craft Sticks &ndash; the perfect addition to any craft box!</p> | 4.49 | PHA | FVRATE20 | 1
Modelling & Pottery | B8R06585 | Artstraws White Standard X1800 | <p>Artstraws are a versatile craft and modelling medium that can be used by children of all ages across many curriculum subjects from Art, Design & Technology, Maths or Science. </p> <ul> <li>Box of 1800 standard straws.</li> <li>White. </li> <li>Diameter 4mm.</li> <li>Comes complete with ideas and instruction leaflet.</li> </ul> | 23.39 | PK | FVRATE20 | 1
Modelling & Pottery | B8R06586 | Artstraws White Jumbo X 900 | <p>Artstraws are a versatile craft and modelling medium that can be used by children of all ages across many curriculum subjects from Art, Design &amp; Technology, Maths or Science.</p> <ul> <li>Box of 900 jumbo straws.</li> <li>Straw length between 15.5" and 16"</li> <li>White.</li> <li>Diameter 6mm.</li> <li>Comes complete with ideas and instruction leaflet.</li> </ul> | 21.39 | PK | FVRATE20 | 1
Modelling & Pottery | B8R06587 | Artstraws Colour Standardx1800 | <p>Artstraws are a versatile craft and modelling medium that can be used by children of all ages across many curriculum subjects from Art, Design & Technology, Maths or Science. </p> <ul> <li>Box of 1800 standard straws.</li> <li>Assortment of red, green, yellow, and blue straws.</li> <li>Diameter 4mm.</li> <li>Comes complete with ideas and instruction leaflet.</li> </ul> | 24.59 | PK | FVRATE20 | 1
Modelling & Pottery | B8R06588 | Artstraws Colour Jumbo X 900 | <p>Artstraws are a versatile craft and modelling medium that can be used by children of all ages across many curriculum subjects from Art, Design & Technology, Maths or Science. </p> <ul> <li>Box of 900 jumbo straws.</li> <li>Assortment of red, green, yellow, and blue straws..</li> <li>Diameter 6mm.</li> <li>Comes complete with ideas and instruction leaflet.</li> </ul> | 24.09 | PK | FVRATE20 | 1
Cleaning | B8R06592 | Classmates Dishwasher Tablets Tub 100 | <p>Ensure your educational facility's kitchen is always prepared with Classmates Dishwasher Tablets, crafted to provide exceptional cleaning results with each cycle. Enjoy the invigorating fresh lemon fragrance that each wash leaves behind, ensuring dishes are not only spotless but also refreshing.</p> <p>These tablets are designed for utmost convenience; with their pre-measured format, they take the guesswork out of dishwashing. Simply place a tablet in your dishwasher and allow the improved formula to effectively handle anything from routine washes to more challenging grime, ensuring sparkling results every time. This makes them an essential in any professional or domestic kitchen setting.</p> <p>Contained in a sizeable tub of 100, these dishwasher tablets ensure an ample supply that facilitates uninterrupted kitchen operations, pivotal for educational institutions where efficiency is key. The environmentally conscious will appreciate the fully recyclable tub, aligning with sustainability goals often prioritised in educational settings. Simplify your dishwashing process with the dependable Classmates Dishwasher Tablets.</p> <ul> <li>Effective cleaning with a refreshing lemon scent</li> <li>Pre-measured tablets for effortless use</li> <li>Ideal for both domestic and professional dishwashers</li> <li>Generous tub of 100 tablets ensures ongoing supply</li> <li>Eco-friendly with a fully recyclable container</li> </ul> | 16.79 | TUB | FVRATE20 | 1
School Office & Post Room | B8R06595 | Twine 500g Polished Cotton | <p>Twine for everyday use and within the mailroom.</p> <ul> <li>Cotton String</li> <li>500g</li> <li>Unpolished</li> </ul> | 11.99 | EA | FVRATE20 | 1
School Office & Post Room | B8R06596 | Cotton String | <p>Twine for everyday use and within the mailroom.</p> <ul> <li>Cotton String</li> <li>100g</li> <li>Unpolished</li> </ul> | 4.99 | EA | FVRATE20 | 1
Biology | B8R06618 | Wormery | <p>Wormery for showing students the burrowing behaviour of earthworms. Comprises of a vertical support frame carrying two panes of glass 25mm apart with slots immediately outside the glass panes to hold card blackout sheets. MDF finished in Black. Sliding light shield panels to front and rear. Toughened glass with ground edges. </p> <ul> <li>Glass Panes: 300mm x 200mm</li> <li>Overall Dimensions: 340mm x 225mm x 55mm</li> </ul> | 140.55 | EA | FVRATE20 | 1
Biology | B8R06619 | Tbe Buffer Concentrate For Agarose Gel | <p>10X TBE Buffer Concentrate for use in Agarose Gel preparation for Electrophoresis.</p> <ul> <li>Volume: 100ml</li> </ul> <p>In order to dilute for use, the buffer concentrate should be diluted in distilled water by a factor of 10.</p> <p>10mls of Buffer Concentrate + 90mls of water&nbsp;</p> | 15.95 | VMO | FVRATE20 | 1
Biology | B8R06620 | Agarose Powder 3g | <p>DNA Electrophoresis Grade UltraSpec&trade; Agarose Powder. For preparing agarose gels for electrophoresis.</p> <ul> <li>Quantity: 3 grams</li> </ul> | 11.49 | MGD | FVRATE20 | 1
Biology | B8R06621 | Max 1/2 Size Human Skeleton | <p>Max the skeleton offers all the anatomical detail you want in a human skeleton model in half the size!</p> <p>The skull can be removed and disassembled into three parts (skullcap, base of skull, mandible). The arms and legs are removable. The hip joints are specially mounted so their natural rotation can be demonstrated. The portrayal of the muscle origins (red) and insertions (blue) are shown on the left half of the model. The muscles are numbered. This mini skeleton can be taken off of the base when required.</p> <ul> <li>Height: 800mm</li> </ul> <p>Enjoy using the exclusive virtual anatomy content with the following features:</p> <p>Freely rotate your digital model and zoom in and out.</p> <p>Display hotspots and their anatomical structures.</p> <p>Augmented Reality (AR) feature starts your virtual anatomy model.</p> <p>Anatomy Quiz function to test and improve your anatomical knowledge with instant results and final score evaluation.</p> <p>Drawing function that allows image customization with save and share function.</p> <p>Useful Notes function to help you with your personal learning.</p> <p>Possibility to learn both male and female anatomy.</p> <p>Easy access to 3D content both online and offline.</p> <p>Available in 11 languages.</p> <p>To get started, simply scan the QR-code located on your Anatomical Model, download the visionary 3B Smart Anatomy app and step into the virtual world of Human Anatomy.&nbsp;</p> | 194.89 | EA | FVRATE20 | 1
Biology | B8R06622 | Sam Skeleton Model | <p>Sam the skeleton is a highly detailed model skeleton which demonstrates the movements of the skull via the head joints and fully flexible spine. You can adjust the model to place it in natural body postures. The unique combination of muscle origins and insertions, the numbered bones, flexible ligaments and flexible spine with a slipped disc between the 3rd and 4th lumbar vertebrae clearly the show medical and anatomical interest of this top model's more than 600 structures.&nbsp;</p> <ul> <li>Hand-painted muscle origins and insertions</li> <li>Flexible spine and ligaments</li> <li>Slipped disc between the 3rd and 4th lumbar vertebrae</li> <li>Protruding spinal nerves and vertebral arteries</li> <li>3-part assembled skull with individually inserted teeth</li> <li>Made from a durable, unbreakable synthetic material</li> <li>Quality, life size natural casting</li> <li>Close to the realistic weight of around 200 bones</li> <li>Final assembly carried out by hand</li> <li>On a stable metal stand with 5 castors</li> <li>Can be removed from stand</li> <li>Full flexibility of limbs on left side, right side has full flexibility of knee and hip with limited flexibility of elbow and shoulder</li> <li>3 year manufacturer guarantee</li> <li>Easy to remove limbs</li> <li>Transparent dust cover</li> <li>Height: 1.7M</li> </ul> <p>Enjoy using the exclusive virtual anatomy content with the following features:</p> <p>Freely rotate your digital model and zoom in and out.</p> <p>Display hotspots and their anatomical structures.</p> <p>Augmented Reality (AR) feature starts your virtual anatomy model.</p> <p>Anatomy Quiz function to test and improve your anatomical knowledge with instant results and final score evaluation.</p> <p>Drawing function that allows image customization with save and share function.</p> <p>Useful Notes function to help you with your personal learning.</p> <p>Possibility to learn both male and female anatomy.</p> <p>Easy access to 3D content both online and offline.</p> <p>Available in 11 languages.</p> <p>To get started, simply scan the QR-code located on your Anatomical Model, download the visionary 3B Smart Anatomy app and step into the virtual world of Human Anatomy.&nbsp;</p> | 746.95 | EA | FVRATE20 | 1
Biology | B8R06623 | Soil Pack | <p>Four different types of UK soil supplied in A5 bags.</p> <p>Suitable for biology, filtrations and separations, or forensic experiments.</p> <ul> <li>Teachers notes included</li> <li>Minimum Weight: 750g per soil</li> </ul> <p>The soils are</p> <ul> <li>Clay</li> <li>Sandy</li> <li>Chalk</li> <li>Loam (clay loam and chalky loam)</li> </ul> | 18.95 | PK | FVRATE20 | 1
Biology | B8R06624 | Bumper Seeds Pack | <p>Bumper pack of 4 different types of seed for germination. </p> <p>Seed Pack contains: </p> <ul> <li>250g Sunflower</li> <li>100g Cress</li> <li>500g Mung Bean</li> <li>500g Broad Bean</li> </ul> | 36.4 | PK | FVRATE20 | 1
Lab Equipment | B8R06633 | Animal Cells Poster | <p>An eye-catching, colourful poster detailing the basic structure of an animal cell to aid teaching and learning of the biology of cells. </p> <p>A1 poster designed, by our in-house experts in Philip Harris Education, are brightly coloured and informative. </p> <p>Size A1, dimensions 594 mm x 841mm. </p> | 12.55 | EA | FVRATE20 | 1
Environmental Science | B8R06636 | Hydrometer 250mm Medium 1.00-1.20 | <p>The specific gravity 60/60&deg;F scale compares the relative density of a given liquid with that of water, at 60&deg;F (15.6&deg;C).</p> <ul> <li>Material: Soda glass, Steel shot ballast, Synthetic wax resin</li> <li>Range: 0.200 S60/60&deg;F</li> <li>Accuracy: 0.004 S60/60&deg;F</li> <li>Divisions: 0.002 S60/60&deg;F</li> <li>Overall Length: 250mm</li> <li>Bulb Diameter: 18 - 20mm</li> <li>Approx. Weight: 42g (including 11g protective plastic tube)</li> </ul> | 14.89 | EA | FVRATE20 | 1
Environmental Science | B8R06637 | Hydrometer 250mm Medium 1.20-1.40 | <p>The specific gravity 60/60°F scale compares the relative density of a given liquid with that of water, at 60°F (15.6°C). </p> <ul> <li>Material: Soda glass, Steel shot ballast, Synthetic wax resin</li> <li>Range: 0.200 S60/60°F</li> <li>Accuracy: 0.004 S60/60°F</li> <li>Divisions: 0.002 S60/60°F</li> <li>Overall Length: 250mm</li> <li>Bulb Diameter: 18 - 20mm</li> <li>Approx. Weight: 42g (including 11g protective plastic tube)</li> </ul> | 14.85 | EA | FVRATE20 | 1
Biology | B8R06639 | Homo Erectus Pekinensis Skull | <p>This anthropological skull model is an accurate casting of a Sinanthropus skull which was reconstructed by Weinert, and modelled from drawings by Black and Weidenreich after all the original bone specimens had been lost.</p> <p>Sinanthropus belongs to the species Homo erectus pekinensis (formerly Sinanthropus pekinensis) and can be seen as a typical example of early human anatomy.</p> <ul> <li>Dimensions: 210mm x 145mm x 215mm</li> </ul> | 163.35 | EA | FVRATE20 | 1
Biology | B8R06640 | Homo Neanderthalensis Skull | <p>This anthropological skull model is a wonderful casting of a reconstruction of the La Chapelle-aux-Saints skull. The model is an accurate replica of one belonging to a 50-55 year old male Neanderthal from ancient Europe of the species Homo neanderthalensis.</p> <p>Neanderthals were closely related to Homo sapiens, and were the last species of hominid to live at the same time as anatomically modern humans.</p> <p>This replica La Chapelle-aux-Saints skull is a great tool for teaching and learning the anatomy of early humans.</p> <ul> <li>Dimensions: 220mm x 160mm x 225mm</li> </ul> | 184.25 | EA | FVRATE20 | 1
Biology | B8R06641 | Homo Sapiens Skull | <p>This anthropological skull model is a wonderful casting of a reconstruction of a hominid called Cr&ocirc;-Magnon man. The age of the original Cr&ocirc;-Magnon man specimen is dated to be around 20,000 to 30,000 years old.</p> <p>The Cr&ocirc;-Magnon skull itself belonged to an early modern human of the species Homo sapiens from the ice age of the neo-Palaeolithic era.</p> <p>This Cr&ocirc;-Magnon skull replica is a great tool for teaching and learning the anatomy of early humans.</p> <ul> <li>Dimensions: 215mm x 150mm x 245mm</li> </ul> | 167.65 | EA | FVRATE20 | 1
Biology | B8R06642 | Meiosis And Mitosis Slide Set | <p>Set of nine microscope slides demonstrating mitosis and various stages of meiosis in animals and plants.</p> <p>The set comprises the following nine slides in a rack box:</p> <ul> <li>Locust testes squash</li> <li>Locust embryo squash</li> <li>Rat testis</li> <li>Allium root tip L.S. for mitosis (all stages)</li> <li>Lilium anthers T.S. early prophase</li> <li>Lilium anthers T.S. late prophase</li> <li>Lilium anthers T.S. metaphase (first division)</li> <li>Lilium anthers T.S. late first division</li> <li>Lilium anthers T.S. late second division</li> </ul> <p>Glossary:</p> <ul> <li>T.S. - Transverse Section</li> <li>L.S. - Longitudinal Section</li> </ul> <p>The product image shows Allium root tip L.S.</p> | 65.65 | PK | FVRATE20 | 1
Lab Equipment | B8R06648 | Thermometer Stand | <p>This thermometer stand supports 18 thermometers. It consists of a metal stand with a foam rubber cushion baseplate to protect thermometer bulbs. </p> <p><strong>Size:</strong> 165 x 120 x 125 mm. </p> <p> </p> | 13.79 | EA | FVRATE20 | 1
Lab Equipment | B8R06657 | Ph Storage Solution 230ml | <p>Use the pH Storage Solution to take care and maintain your pH electrodes resulting in a faster response times and better accuracy and repeatability.</p> <p>The storage solution will keep your pH electrode at it's best by not allowing the sensor tip and the reference junction to dry out.</p> <p>It will also minimise any bacterial growth whilst the electrode is not in use.</p> <ul> <li>Store the electrode with a few drops of HI-70300 storage solution in the protective cap.</li> </ul> <p>Air-tight bottle with tamper-proof seal ensures quality and freshness of storage solution.</p> <p>Each bottle is marked with a batch number and expiry date.</p> | 27.49 | EA | FVRATE20 | 1
Lab Equipment | B8R06658 | Ph Storage Solution 500ml | <p>Use the pH Storage Solution to take care and maintain your pH electrodes resulting in a faster response times and better accuracy and repeatability.</p> <p>The storage solution will keep your pH electrode at it's best by not allowing the sensor tip and the reference junction to dry out.</p> <p>It will also minimise any bacterial growth whilst the electrode is not in use.</p> <ul> <li>Store the electrode with a few drops of HI-70300 storage solution in the protective cap.</li> </ul> <p>Air-tight bottle with tamper-proof seal ensures quality and freshness of storage solution.</p> <p>Each bottle is marked with a batch number and expiry date.</p> | 35.19 | VMV | FVRATE20 | 1
Lab Equipment | B8R06661 | Closed Reel Measuring Tape 50m | <p>Fibreglass tape measure with PVC covering, non conducting, waterproof, washable and water resistant, making it ideal for outdoor use. The case is made of zinc-coated steel sheet, covered with vinyl and fitted with a flush winding handle.</p> | 19.95 | EA | FVRATE20 | 1
Lab Equipment | B8R06662 | Measuring Tape 1.5m | <ul> <li>These top quality fibre glass tapes will not break or tear.</li> <li>1 side calibrated in 1cm and 0.5cm, the other side in inches.</li> <li>Pack of 10.</li> </ul> | 6.89 | P10 | FVRATE20 | 1
Lab Equipment | B8R06663 | Electronic Calliper | <p>LCD readout digital calliper with a capacity of 6inches / 150mm, manufactured from hardened stainless steel.</p> <ul> <li>Display instantly switchable from metric to imperial.</li> <li>Resolution 0.01mm(0.0005 inch) Display: inches to 1/1000THS, mm to 1/100THS.</li> <li>A zero button enables reading to be reset to zero at any position.</li> <li>Integral thumb roller assists with fine adjustments, thumbscrew allows jaws to be locked.</li> <li>Auto-off after 5 minutes. Powered by a single SR44 Cell. Complete with storage case and operating instructions.</li> </ul> | 39.99 | EA | FVRATE20 | 1
Mathematics | B8R06664 | Closed Reel Measuring Tape 10m | <p>Closed reel fibreglass measuring tape.</p> <p>Measure in CM and MM on one side and Inches on reverse.</p> | 10.99 | EA | FVRATE20 | 1
Mathematics | B8R06665 | Closed Reel Measuring Tape 30m | <p>Closed reel fibreglass measuring tape.</p> <p>Measures in CM and MM on one side and inches on reverse.</p> | 18.49 | EA | FVRATE20 | 1
Site Maintenance | B8R06671 | White Four-Way Extension Lead 2m cable | <ul> <li>4 gang extension lead with a 13A fused plug</li> <li>Neon indicator</li> <li>Cable length 2m</li> <li>Colour: white</li> <li>Each</li> </ul> | 13.89 | EA | FVRATE20 | 1
Lab Equipment | B8R06674 | Lens Cleaner Spray 250ml | <p>Anti-bacterial, anti-static, anti-reflective cleaning spray ideal for cleaning and protecting your glasses and goggles.</p> <p>B-Clean by Boll&eacute; Safety is a complete and efficient cleaning solutions range.</p> <p>Silicone free, its aqua formula guarantees perfect cleaning and protection for your glasses and goggles.</p> <ul> <li>Pack Size: 250ml</li> </ul> | 6.09 | EA | FVRATE20 | 1
Lab Equipment | B8R06680 | Matches P400 | <p>Safety matches supplied in 10 boxes of 40 matches.</p> <p>Ignited by frictional heat generated by striking the match against a suitable surface. Product may vary from image shown.</p> <p>Packaging may vary.</p> | 2.79 | PXF | FVRATE20 | 1
Appliances | B8R06683 | Pk100 G/seal bags 125x190mm | <p>Plastic bags with gripseal to seal over and over again.</p> <ul> <li>Dimensions: 125 x 190mm.</li> <li>Pack of 100</li> </ul> | 2.39 | PHA | FVRATE20 | 1
Lab Equipment | B8R06685 | Stanley 088 Lightweight Knife | <p>This Stanley® Retractable Knife has a durable plastic construction that is both lightweight and durable. The blade retracts into the handle for safety and can be changed easily, with no tools required, when necessary. The fine adjustment allows 5 different blade positions for precision cutting. </p> <ul> <li>Antishock resistant ABS body both lightweight and extremely strong</li> <li>Fine adjustment allows 5 blade positions</li> <li>No tools required to change the blade for quicker blade change</li> <li>Blade Length: 150mm</li> </ul> <p><strong>Safety Warning: </strong>Stanley® Knives have sharp edges, when in use, children/students must be supervised accordingly. </p> <p>Age restricted item, please contact our Customer Service Team to complete your purchase. </p> | 4.55 | EA | FVRATE20 | 1
Lab Equipment | B8R06686 | Stanley 18mm Snap-off Knife | <p>Stanley® 18mm Snap-Off Knife is suitable for many uses, this knife has a steel blade for precise, clean cutting, The blade is 18mm and handle is made from durable ABS plastic casing for extra comfort. </p> <ul> <li>Interlock 18mm snap-off blade knife with 8 segments.</li> <li>Die-cast metal body with smooth finish.</li> <li>Captive blade carrier for easier change of blade.</li> <li>Patented wedge lock action holds blade securely in position.</li> <li>Simple finger screw mechanism operates locking action.</li> </ul> <p>Dimensions: 8 x 1.6 x 19 cm </p> <p> </p> <p><strong>Safety Warning: </strong>Stanley Knives have sharp edges, when in use, children/students must be supervised accordingly. </p> <p><strong>Age restricted item</strong>: please contact our Customer Service Team to complete your purchase. </p> | 4.05 | EA | FVRATE20 | 1
Lab Equipment | B8R06691 | Fuse Wire 5A 15A 30A | <p>Tinned copper fuse wire on a card</p> <ul> <li>Three different amperage fuse wire. 5A, 15A, 30A.</li> <li>Voltage: 230V</li> </ul> | 1.25 | EA | FVRATE20 | 1
Display Paper | B8R06698 | Straight Cut Border Rolls Asst | <p>EduCraft Straight Paper Border Rolls are great for many different classroom projects and games. Each corrugated roll has two pieces which need to be gently separated. Pack of 6, each roll measures 48mm x 5m and 10m in total. </p> <ul> <li>Ideal for bar charts, height markers, floor layouts, decorations and many other uses.</li> </ul> <p>Colours include lemon, leaf green, ultra blue, orange, red and black. </p> | 18.99 | P 6 | FVRATE20 | 1
Display Paper | B8R06699 | Classmates Display Paper 480x654mm Asstd | <p>Classmates Display Paper has been purposely created for mounting artwork. Pack of 100 sheets, 10 of each colour measuring 480 x 654mm and 80gsm.Colour include indigo, bright daffodil, bright green, chocolate brown, gold, bright red, apricot, bright orange, pink and aquamarine. </p> | 24.59 | PHA | FVRATE20 | 1
Catering | B8R06703 | Cordless Jug Kettle White | <p>Infapower 1.7 litre white cordless jug kettle.</p> <ul> <li>Removable filter</li> <li>Water gauge</li> <li>Boil dry protection</li> <li>Safety lock lid</li> <li>2200w</li> <li>Capacity: 1.7 litres</li> <li>Colour: White</li> </ul> | 20.99 | EA | FVRATE20 | 1
Cleaning | B8R06704 | Classmates 48in Hygiene Handle Blue | <p>Get to those hard to reach places with our Classmates Mop Handles. Perfect for getting in to awkward nooks and crannies.</p> <ul> <li>Colour coded screw fit 48in handle</li> <li>Designed to fit all Classmates mop heads</li> <li>Blue</li> <li>Each</li> </ul> | 6.99 | EA | FVRATE20 | 1
Cleaning | B8R06705 | Lobby Dustpan | <p>Lobby Dustpan is perfect for use when its not practical to sweep an entire floor. During busy periods or in high traffic areas such as lunchtime canteens or reception areas, there will often be small cleaning tasks that require urgent attention. </p> <ul> <li>Maximum size of the mouth of the dustpan: W290 x H125mm high x D255mm</li> <li>Overall height of pan and handle, with the pan flat on the ground: 960mm</li> <li>Materials: Polypropylene/steel</li> <li>Extra deep pan that will also contain liquids</li> <li>Pan closes when in the rest position</li> </ul> | 38.99 | EA | FVRATE20 | 1
Cleaning | B8R06706 | Dustpan Blue | <p>Heady duty large hooded dustpan for use in various establishments. </p> <ul> <li>Colour: Blue</li> <li>Material: Polypropylene</li> <li>Large closed top design</li> </ul> | 4.49 | EA | FVRATE20 | 1
Cleaning | B8R06707 | Classmates Round Socket Mophead 230g P10 | <p>These round socket mopheads are to be used in conjunction with the Classmates 48in Hygiene Handles. Simply, screw the handles on, which enables them to create their own thread.</p> <ul> <li>Cotton twine yarn</li> <li>Medium</li> <li>New improved fitting</li> <li>Pack of 10</li> </ul> | 22.99 | PK | FVRATE20 | 1
Cleaning | B8R06708 | Lucy Mop Bucket | <p>15 litre polypropylene bucket complete with strainer. For use with round socket mop. </p> <ul> <li>Red/White</li> <li>Each</li> </ul> | 6.99 | EA | FVRATE20 | 1
Cleaning | B8R06709 | Lucy Bucket Blue 9l | <ul> <li>Capacity 9 litres</li> <li>Polypropylene</li> <li>Blue</li> <li>Each</li> </ul> | 4.49 | EA | FVRATE20 | 1
Cleaning | B8R06710 | Lucy Bowl Oblong | <ul> <li>Polypropylene white oblong bowl</li> <li>380 x 330 x 140mm</li> <li>Each</li> </ul> | 4.99 | EA | FVRATE20 | 1
Cleaning | B8R06712 | Lobby Dustpan Brush | <p>Angle Lobby Broom with springy fibres are good for clearing away large litter, while the flagged ends are good for finer dust. </p> <ul> <li>Size: L945 x W160 x H31mm</li> <li>Weight: 0.30kg</li> <li>Material: Aluminium & plastic</li> <li>Filament material: PVC</li> </ul> | 16.99 | EA | FVRATE20 | 1
Cleaning | B8R06713 | Dustpan Brush Blue | <p>Good value brush for everyday litter and dust clearing. </p> <ul> <li>Colour: Blue</li> <li>Size: L280 x W37 x H89mm</li> <li>Weight: 0.10kg</li> <li>Material: Plastic</li> <li>Filament material: PVC</li> <li>Stiffness: Soft</li> <li>Trim length: 55mm</li> <li>A brush for light work</li> </ul> | 4.49 | EA | FVRATE20 | 1
Site Maintenance | B8R06715 | Combs 305mm Wall Clock 6200 Quartz | <ul> <li>12 hour dial clock with white moulded case and a quartz movement</li> <li>Requires 1 x R6 (AA) battery (included)</li> <li>Each</li> <li>300mm diameter x 40mm depth</li> <li>490g</li> </ul> | 28.89 | EA | FVRATE20 | 1
Cleaning | B8R06716 | Sunlight Lemon Washing Up Liquid 2x5l | <p>18% active lemon washing-up liquid provides excellent cleaning performance. Formulated with biodegradable materials. </p> <ul> <li>Case of 2 x 5 litres</li> </ul> | 31.49 | PK | FVRATE20 | 1
First Aid | B8R06721 | Cotton Wool Roll 500g Bp | <p>The&nbsp;<b>HypaCover Cotton Wool Roll</b> is a soft and absorbent roll of 100% cotton wool suitable for a wide range of procedures and treatments such as cleansing and cleaning excess fluid or exudates around wounds. Note that cotton wool should never be applied directly to a wound as the individual fibres can stay in the wound. Highly absorbent BP quality cotton wool for cleansing and protecting wounds</p> <ul> <li>500g roll</li> <li>Each</li> </ul> | 8.99 | EA | FVRATE20 | 1
Mathematics | B8R06725 | Texet Sl8 Classpack | <p>Dual powered pocket calculator with...</p> <ul> <li>8 digit display</li> <li>Percentage key</li> <li>Square root function</li> <li>Auto power off</li> <li>Full function memory</li> <li>Easy to use plastic keys</li> <li>Class pack of 30 includes storage tray and FREE emulator for use with interactive boards.</li> <li>This class set of calculators is essential for KS1 and 2 classrooms.</li> </ul> | 84.99 | P30 | FVRATE20 | 1
Mathematics | B8R06726 | Sharp El240sab Classpack | <ul> <li>Large display</li> <li>Last answer function</li> <li>Tab function (F,2,0)</li> <li>Anti-scratch acrylic coating</li> <li>Plastic keys</li> <li>Percent, square root</li> <li>Sign change</li> <li>Solar/battery powered (LR54 battery included)</li> <li>Class pack of 30 includes storage tray</li> </ul> | 129.99 | P30 | FVRATE20 | 1
Office Equipment | B8R06730 | Rapesco T8-Lite Tacker | <p>Introducing the Rapesco T8-Lite Staple Tacker, a versatile and efficient tool perfect for educational settings, from classrooms to school offices. Previously known as the Z-Duo Tacker, this staple tacker combines innovation with user convenience.</p> <ul> <li>Constructed with a robust medium ABS polymer body, ensuring durability and long-lasting use in busy environments.</li> <li>Equipped with a lock-down handle to enhance safety and allow compact storage, ensuring children and educators can handle it safely.</li> <li>Features a staple refill window, making it easy to know when a refill is due, maintaining seamless operation during tasks and projects.</li> <li>Includes a unique margin guide adjuster to improve precision and ensure neat, accurate stapling every time.</li> <li>Comes with a personalisation window and a removable wrist strap, offering enhanced convenience and personalisation options.</li> <li>Designed with bottom loading and a staple view guide, simplifying the reloading process.</li> <li>Utilises linear powercurve technology to reduce &lsquo;snap&rsquo; and provides a no-recoil experience for smoother stapling.</li> <li>Backed by a 5-year guarantee, offering peace of mind for long-term use in educational settings.</li> <li>Product dimensions: 160mm (D) x 28mm (W) x 84mm (H).</li> <li>Compatible with 13/6, 13/4-8, and 53/4-8 staples and includes an initial supply of 300 13/6 staples for immediate use.</li> <li>Updated with Rapesco Germ-Savvy&trade; antibacterial protection, essential for maintaining hygiene standards in shared educational environments. Please note stock may vary based on warehouse supplies.</li> </ul> <p>The Rapesco T8-Lite Staple Tacker makes administrative and classroom work more efficient, making it an essential tool for any educational institution seeking reliability, safety, and functionality.</p> | 8.99 | EA | FVRATE20 | 1
Office Equipment | B8R06731 | Edge Trimmer A4 10 Sheet | <ul> <li>Cut up to 10 sheets of 80gsm paper</li> <li>Strong metal base with non-slip rubber feet</li> <li>Long-lasting blade</li> <li>Paper formats printed on base to aid alignment</li> <li>Ideal for home and small office</li> <li>Why? Accurate &amp; effortless cutting</li> <li>Model - Edge-320</li> <li>A4</li> <li>Cutting length - 320mm</li> <li>Cutting capacity based on paper or light card - 1mm</li> <li>Sheet capacity based on standard 80gsm paper - 10 sheets</li> <li>2 year warranty</li> <li>Weight (inc box): 1.17kg</li> <li>Dimensions (inc box): W205 x D480 x H70mm</li> </ul> | 40.99 | EA | FVRATE20 | 1
Office Equipment | B8R06732 | Edge Trimmer A3 10 Sheet | <ul> <li>Cut up to 10 sheets of 80gsm paper</li> <li>Strong metal base with non-slip rubber feet</li> <li>Long-lasting blade</li> <li>Paper formats printed on base to aid alignment</li> <li>Ideal for home and small office</li> <li>Why? Accurate &amp; effortless cutting</li> <li>Model - Edge-450</li> <li>A3</li> <li>Cutting length - 450mm</li> <li>Cutting capacity based on paper or light card - 1mm</li> <li>Sheet capacity based on standard 80gsm paper - 10 sheets</li> <li>2 year warranty</li> <li>Weight (inc box): 1.5kg</li> <li>Dimensions (inc box): W205 x D610 x H70mm</li> </ul> | 46.99 | EA | FVRATE20 | 1
Glassware, Plastics & Ceramics | B8R06742 | Azlon Measuring Cylinder 10ml | <p>Azlon&reg; polypropylene measuring cylinders have clear pin sharp blue graduations.</p> <p>Made from ultra-clear polypropylene which has good chemical resistance.</p> <p>The stable hexagonal base has an anti-suction design that prevents the base from sticking to a wet surface.</p> <p>Tall form.</p> <p>Conform to ISO 6706</p> <ul> <li>Volume: 10ml</li> <li>Height: 145mm</li> <li>Pack of 10</li> </ul> | 34.75 | P10 | FVRATE20 | 1
Glassware, Plastics & Ceramics | B8R06743 | Azlon Measuring Cylinder 25ml | <p>Azlon&reg; polypropylene measuring cylinders have clear pin sharp blue graduations.</p> <p>Made from ultra-clear polypropylene which has good chemical resistance.</p> <p>The stable hexagonal base has an anti-suction design that prevents the base from sticking to a wet surface.</p> <p>Tall form.</p> <p>Conform to ISO 6706</p> <ul> <li>Volume: 25ml</li> <li>Height: 200mm</li> <li>Pack of 10</li> </ul> | 35.95 | P10 | FVRATE20 | 1
Glassware, Plastics & Ceramics | B8R06744 | Azlon Measuring Cylinder 50ml | <p>Azlon&reg; polypropylene measuring cylinders have clear pin sharp blue graduations.</p> <p>Made from ultra-clear polypropylene which has good chemical resistance.</p> <p>The stable hexagonal base has an anti-suction design that prevents the base from sticking to a wet surface.</p> <p>Tall form.</p> <p>Conform to ISO 6706</p> <ul> <li>Volume: 50ml</li> <li>Height: 200mm</li> <li>Pack of 10</li> </ul> | 37.65 | P10 | FVRATE20 | 1
Glassware, Plastics & Ceramics | B8R06745 | Azlon Measuring Cylinder 100ml | <p>Azlon&reg; polypropylene measuring cylinders have clear pin sharp blue graduations.</p> <p>Made from ultra-clear polypropylene which has good chemical resistance.</p> <p>The stable hexagonal base has an anti-suction design that prevents the base from sticking to a wet surface.</p> <p>Tall form.</p> <p>Conform to ISO 6706</p> <ul> <li>Volume: 100ml</li> <li>Height: 250mm</li> <li>Pack of 5</li> </ul> | 30.79 | P 5 | FVRATE20 | 1
Glassware, Plastics & Ceramics | B8R06746 | Azlon Measuring Cylinder 250ml | <p>Azlon&reg; polypropylene measuring cylinders have clear pin sharp blue graduations.</p> <p>Made from ultra-clear polypropylene which has good chemical resistance.</p> <p>The stable hexagonal base has an anti-suction design that prevents the base from sticking to a wet surface.</p> <p>Tall form.</p> <p>Conform to ISO 6706</p> <ul> <li>Volume: 250ml</li> <li>Height: 315mm</li> <li>Pack Size: Each</li> </ul> | 7.89 | EA | FVRATE20 | 1
Glassware, Plastics & Ceramics | B8R06747 | Azlon Measuring Cylinder 500ml | <p>Azlon&reg; polypropylene measuring cylinders have clear pin sharp blue graduations.</p> <p>Made from ultra-clear polypropylene which has good chemical resistance.</p> <p>The stable hexagonal base has an anti-suction design that prevents the base from sticking to a wet surface.</p> <p>Tall form.</p> <p>Conform to ISO 6706</p> <ul> <li>Volume: 500ml</li> <li>Height: 360mm</li> <li>Pack Size: Each</li> </ul> | 11.39 | EA | FVRATE20 | 1
Glassware, Plastics & Ceramics | B8R06748 | Azlon Measuring Cylinder 1000ml | <p>Azlon&reg; polypropylene measuring cylinders have clear pin sharp blue graduations.</p> <p>Made from ultra-clear polypropylene which has good chemical resistance.</p> <p>The stable hexagonal base has an anti-suction design that prevents the base from sticking to a wet surface.</p> <p>Tall form.</p> <p>Conform to ISO 6706</p> <ul> <li>Volume: 1000ml</li> <li>Height: 440mm</li> <li>Pack Size: Each</li> </ul> | 18.09 | EA | FVRATE20 | 1
Glassware, Plastics & Ceramics | B8R06749 | Azlon Measuring Cylinder 2000ml | <p>Azlon&reg; polypropylene measuring cylinders have clear pin sharp blue graduations.</p> <p>Made from ultra-clear polypropylene which has good chemical resistance.</p> <p>The stable hexagonal base has an anti-suction design that prevents the base from sticking to a wet surface.</p> <p>Tall form.</p> <p>Conform to ISO 6706</p> <ul> <li>Volume: 2000ml</li> <li>Height: 535mm</li> <li>Pack Size: Each</li> </ul> | 43.89 | EA | FVRATE20 | 1
Lab Equipment | B8R06754 | Bnc Plug To Stackable 4mm Plugs | <p>BNC test lead with BNC plug connector type A - 2 x 4mm banana plug connectors.</p> <ul> <li>Lead length: 1390mm</li> </ul> | 8.45 | EA | FVRATE20 | 1
Lab Equipment | B8R06758 | 8mm Leds Pack 30 | <p>A range of high quality 8mm diameter LED indicators with diffused coloured lens. Suitable for PCB or panel mount. Includes 10 of each colour Red, Green and Yellow.</p> <p>The wavelengths and forward Voltage and Current of the LEDs are as follows:</p> <ul> <li>Red: 625nm, 2V, 10uA</li> <li>Yellow: 588nm, 2.1V, 10uA</li> <li>Green: 568nm, 2.2V, 10uA</li> </ul> | 7.69 | P30 | FVRATE20 | 1
Lab Equipment | B8R06759 | 5mm Leds Pack 50 | <p>A range of high quality 5mm diameter LED indicators with diffused coloured lens. Suitable for PCB or panel mount.</p> <p>The pack contains 10 each of Red, Green, Blue, Yellow and White.</p> <p>The typical wavelengths and forward Voltage and Current of the LED's are as follows:</p> <ul> <li>Red: 640nm, 2.6V, 30mA</li> <li>Green: 570nm, 2.6V, 30mA</li> <li>Yellow: 590nm, 2.6V, 30mA</li> <li>Blue: 470nm, 3.6V, 30mA</li> <li>White: n/a, 3.4V max, 30mA</li> </ul> | 7.39 | P50 | FVRATE20 | 1
Lab Equipment | B8R06760 | Mini Drill | <p>Miniature Precision Hand Drill. Ergonomic Design with high quality ball raced drive Shaft precision and 3 jaw chuck. </p> <ul> <li>Holds Drills 0.4 to 3mm</li> <li>Suitable for right or left Handed Use</li> <li>Overall Length: 160mm</li> </ul> <p> </p> | 11.19 | EA | FVRATE20 | 1
Lab Equipment | B8R06761 | 16 Piece Drill Set | <p>16 piece HSS Twist Drill Set Suitable for drilling PCBs and other materials </p> <ul> <li>Contains: 0.5 - 2mm sizes.</li> </ul> | 9.15 | EA | FVRATE20 | 1
Lab Equipment | B8R06762 | 4mm Stackable Plug Lead 250mm - Black | <p>Test leads with 4mm (banana) plugs at each end. The plugs are stackable with a cage spring to provide secure connection, and incorporate a socket at the rear to accommodate an additional 4mm plug.</p> <p>Body and spring are nickel plated machined brass, insulated covers manufactured from ABS plastic.</p> <ul> <li>Maximum current: 15A</li> <li>Voltage: 30VAC - 60VDC.</li> <li>Colour: Black</li> <li>Lead Length: 250mm</li> <li>Cable: 0.75mm&sup2; (95/0.01mm) PVC insulated</li> <li>Plugs: Nickel plated brass body and spring</li> <li>Plug length: 44.5mm</li> <li>Pack of 50</li> </ul> | 39.85 | P50 | FVRATE20 | 1
Lab Equipment | B8R06763 | 4mm Stackable Plug Lead 250mm - Red | <p>Test leads with 4mm (banana) plugs at each end. The plugs are stackable with a cage spring to provide secure connection, and incorporate a socket at the rear to accommodate an additional 4mm plug.</p> <p>Body and spring are nickel plated machined brass, insulated covers manufactured from ABS plastic.</p> <ul> <li>Maximum current: 15A</li> <li>Voltage: 30VAC - 60VDC.</li> <li>Colour: Red</li> <li>Lead Length: 250mm</li> <li>Cable: 0.75mm&sup2; (95/0.01mm) PVC insulated</li> <li>Plugs: Nickel plated brass body and spring</li> <li>Plug length: 44.5mm</li> <li>Pack of 50</li> </ul> | 39.99 | P50 | FVRATE20 | 1
Chemistry | B8R06786 | Salt Bridge | <p>For use in experiments involving the measurement of cell EMF under conditions of forward, zero and reverse current flow. The bridge comprises of an inverted "U" tube with its ends closed by sintered discs.</p> <p>This apparatus provides a more effective method of making reversible cells than the wet paper methods.</p> <ul> <li>Diameter of Arms: 13mm</li> <li>Overall Width: 80mm</li> <li>Height: 100mm.</li> </ul> | 14.09 | EA | FVRATE20 | 1
Lab Equipment | B8R06789 | BBC microbit JST Box | <p>This 2 x AAA Battery holder with JST connector is compatible with the BBC micro:bit. Supplied with 145mm colour coded power leads and a JST connector at the end, this battery holder is light and features an M3 mounting hole in the centre so it can be attached to the back of BBC micro:bit cases. </p> <p>The JST connector easily plugs into the BBC micro:bit to provide a portable power supply. Ideal in any project kit with a JST connector power supply interface. Requires 2 x AAA Batteries. </p> <p>Dimensions: </p> <ul> <li>Length: 53mm</li> <li>Width: 25mm</li> <li>Height: 13mm</li> </ul> <p>Features: </p> <ul> <li>JST connector for easy power supply connections</li> <li>Holds 2 x AAA batteries</li> <li>Clips hold AAA batteries securely in place</li> </ul> <p> </p> | 0.89 | EA | FVRATE20 | 1
Physics | B8R06791 | Liquid Level App | <p>The Liquid Level Apparatus shows students that the level of liquid in communicating vessels is constant irrespective of the size or shape of the vessels.</p> <p>Comprises of four glass tubes of different shapes and cross-sectional area projecting vertically from a common horizontal tube.</p> <ul> <li>Mounted on a wooden base.</li> <li>Dimensions: 216mm x 140mm x 76mm</li> </ul> | 12.39 | EA | FVRATE20 | 1
Chemistry | B8R06797 | Chromatograhpy TLC Kit | <p>This TLC Chromatography Kit provides the equipment to carry out a simple experiment on ink mixtures.</p> <p>The kit includes:</p> <ul> <li>50 x T.L.C Plates: 40mm x 80mm</li> <li>5ml Vials of brown, scarlet, green, blue and black ink</li> <li>10 x Glass rods</li> <li>Full teacher's notes</li> </ul> <p>Additional items required:</p> <ul> <li>250ml beaker</li> <li>Water</li> <li>Pencil &amp; ruler</li> </ul> | 69.7 | EA | FVRATE20 | 1
Lab Equipment | B8R06798 | Platinum Wire 99.95% | <p>A piece of platinum wire 99.95% for the flame test </p> <p>Dimensions: 0.25mm x 15mm. </p> | 15.25 | EA | FVRATE20 | 1
Glassware, Plastics & Ceramics | B8R06799 | Syringes Disposable Steril Luer fit 20ml | <p>These disposable sterile syringes have a translucent plastic barrel, graduated in millilitres, with a Luer fitting. Not suitable for use with paraldehyde. Good for general laboratory use including measuring and dispensing solutions. </p> <ul> <li>Supplied without needle</li> <li>Volume: 20ml</li> <li>Pack of 50</li> </ul> | 14.19 | P50 | FVRATE20 | 1
Physics | B8R06805 | Geiger-muller Tube (tel-x-ometer) | <p>Geiger-Muller Tube: LND712 to be used with Tel-X-Ometer (B8R06806).</p> <p>Comprising of a sensitive thin end window Geiger-Muller Tube with mounting hardware to fit the radial arm of the Tel-X-Ometer. It is a self-quenching Halogen-trigger counter tube for registering X-ray radiation. The tube is sensitive to alpha, beta and gamma radiation and X-rays.</p> <ul> <li>Dose Rate Range: 10&oline;&sup3; to 10&sup2; mGy/h</li> <li>Window Thickness: 2.0 to 3.0 mg cm&sup2;</li> <li>Bias Voltage: 500V</li> <li>Output Connector: BNC</li> <li>Dimensions: 50 x 50 x 20mm &Oslash;</li> <li>Cable Length: 1M</li> </ul> | 355.75 | EA | FVRATE20 | 1
Physics | B8R06806 | Tel-x-ometer | <p>The Tel-X-Ometer enables X-Ray investigations to be carried out in the normal school laboratory. Extensive safety precautions are built into the apparatus, which conforms completely to the recommendations of the International Commission on Radiological Protection, 1968.</p> <p>Schools should check CLEAPSS guide L93 Ionising Radiations and Radioactive Substances before purchase.</p> <p>The radiation level at 50mm from any part of the surface of the instrument does not exceed 0.5mR per hour. Also, in accordance with the recommendations laid down, a warning card is supplied with each instrument for affixing to the door of the room where the experiments are to be conducted.</p> <p>The apparatus is in effect an X-ray spectrometer which, by means of simple adaptations, will fulfil a range of requirements as follows:</p> <ul> <li>A broad beam of X-rays for analysis of their general properties</li> <li>Single crystal Bragg Diffractometer having a scale accuracy of 5 minutes of arc</li> <li>Powder Camera for Debye/Scherrer experiments to an accuracy of 30 minutes of arc</li> <li>Fluorescent radiation emitter for a study of the Moseley Theory</li> <li>An experimental region for the mounting of innovative studies of the teachers choice.</li> </ul> <p>A specially designed miniature X-ray tube is used which protrudes through the cast aluminium base of the spectrometer table and is enclosed within a thick walled lead glass dome.</p> <p>The apparatus is supplied with the X-ray tube installed and aligned for immediate use. Every instrument is carefully checked under working conditions before dispatch, in addition to thorough testing of the X-ray tube itself.</p> <p>Mains power is supplied via 2m of 3-core cable and a sector enables the instrument to operate on voltages between 110 and 240, at 50 to 60Hz.</p> <p>A detailed instruction book is provided giving set-up details, notes for twenty-five experiments (using the accessory set which is available separately - B8R06807) and teacher's notes.</p> <p>Technical Specifications:</p> <p>X-Ray Tube:</p> <ul> <li>Anode Voltage: 20/30kV selectable with electronic stabilisation</li> <li>Emitter Current: 0-80&micro;A continuously adjustable with electronic stabilisation</li> <li>Radiation Dosage: &lt;0.1mrem/h &macr;&sup1; at 0.1m from accessible surface</li> <li>Heated Cathode: 4V, 1A</li> <li>Focal Point: 5mm x 1mm</li> <li>Anode Material: Copper</li> <li>Leaded Glass Collimator: 5mm Diameter</li> <li>Beam Divergence: Better than 10&deg;</li> <li>Wavelength Characteristic Radiation: Cu-Ka: 154pm, Cu-K&szlig;: 138pm</li> <li>Dimensions: 100mm x 32mm diameter</li> </ul> <p>Counter Tube Goniometer:</p> <ul> <li>Pivot Range: 0&deg;, +10&deg; to +130&deg; and -10&deg; to -130&deg; relative to the axis of the beam</li> <li>Angle Coupling: Independent of sample holder alignment or in the ratio 2:1</li> <li>Accuracy of Bragg Angle 2?: 5 minutes of arc</li> <li>Timer: 0 to 60 minutes, continuously adjustable</li> <li>Mains: 115V/230V, 50/60Hz via mains lead</li> <li>Power Consumption: 100VA</li> </ul> <p>Overall Dimensions:</p> <ul> <li>Height: 250mm</li> <li>Diameter: 370mm</li> <li>Mass: 9kg</li> <li>Supplied complete with X-ray tube.</li> </ul> <p>Associated products include:</p> <ul> <li>B8R06807 - Basic Accessory Kit for Tel-X-Ometer</li> <li>B8R06805 - Geiger-Muller Tube for Tel-X-Ometer</li> </ul> | 7366.15 | EA | FVRATE20 | 1
Physics | B8R06811 | Interscale Dial 0-10a Ac Current | <p>Meter dial for use with Interscale Demonstration Meter (B8L16093). </p> <ul> <li>Dial range: 0 - 10A</li> <li>Input: A.C. </li> </ul> | 9.15 | EA | FVRATE20 | 1
Physics | B8R06813 | Metal Block Calorimeter Brass Dia 44mm | <p>This Brass Block Calorimeter can be used for the experimental determination of the specific heat capacity of brass.</p> <p>The block is drilled with two holes: a large central hole, 12.5mm diameter for an immersion heater (B8A42584), and a smaller hole, 7.5mm diameter to suit a thermometer or temperature sensor.</p> <ul> <li>Specific Heat: 368J/kg/K</li> <li>Diameter: 44mm</li> <li>Heat Capacity: 86</li> <li>Mass: 1kg</li> <li>Accuracy: &plusmn;2%</li> <li>Thermometer Hole Dimensions: 7.5mm diameter, 72mm depth</li> <li>Immersion Heater Hole Dimensions: 12.5mm diameter, 75mm depth</li> </ul> <p>Block Calorimeters are available in other materials:</p> <ul> <li>Copper - B8H25456</li> <li>Aluminium - B8H25432</li> <li>Mild Steel - B8H25444</li> <li>Calorimeter Bundle (1 each of Copper, mild Steel, Brass, Aluminium) - B8R06830</li> </ul> <p>Associated Products:</p> <ul> <li>Calorimeter Jackets - B8R07700</li> <li>Immersion Heater - B8A42584</li> <li>Thermometers - B8R01905</li> </ul> | 25.95 | EA | FVRATE20 | 1
Physics | B8R06814 | Class Joulemeter Mk Ii | <p>Energy Measurement is made simple with the Class Joulemeter (MkII) by Unilab.</p> <ul> <li>Connects between power supply and load</li> <li>LED Indicator gives one flash per 100J</li> <li>Calculate specific heat capacity</li> <li>Accepts 9 to 16V a.c. or d.c.</li> <li>Ideal for use with calorimeter blocks</li> </ul> <p>Although it can drive loads up to 10A, ideally it is best used with loads requiring between 0.4 and 4A when accuracy is &plusmn;5%.</p> <p>Associated Products include:</p> <ul> <li>Immersion Heater - B8A42584</li> <li>Calorimeter Blocks - B8H25432, B8H25456, B8H25444</li> <li>Bench Power Supply - B8G85458</li> </ul> | 107.05 | EA | FVRATE20 | 1
Physics | B8R06816 | Lense Bundle | <p>Spherical, optically worked glass lenses, with ground edges, highly polished.</p> <p>Includes:</p> <p>4 x bi-convex lens and 4 x bi-concave lens, consisting of 1 each of the following focal lengths:</p> <ul> <li>100mm</li> <li>150mm</li> <li>250mm</li> <li>300mm</li> </ul> <p>Lens Diameter: 50mm</p> | 10.99 | P 8 | FVRATE20 | 1
Primary Science | B8R06817 | Unbreakable Mirrors 90x65mm P10 | <p>Double-sided plastic plane mirrors with high quality mirror finish. Both sides protected with peel off film. Can be bent or cut easily.</p> <p>Flexible mirrors that can be easily cut with scissors and are unbreakable. These mirrors have many applications for science, art and craft.</p> <p>Uses include science experiments with light, maths shape and symmetry work, creative art and craft projects.</p> <ul> <li>Size: 90mm x 65mm</li> <li>Pack of 10</li> </ul> | 6.49 | EA | FVRATE20 | 1
Primary Science | B8R06818 | Unbreakable Mirrors Pack 16 | <p>An assortment of double-sided plastic mirrors in 3 different sizes for use in science experiments with light, maths shape and symmetry work, creative art and craft projects. </p> <p>A pack of 16 unbreakable mirrors in the following sizes: </p> <ul> <li>8 mirrors: 75mm x 25mm</li> <li>4 mirrors: 95mm x 75mm</li> <li>4 mirrors: 190mm x 145mm</li> </ul> | 14.29 | P16 | FVRATE20 | 1
Primary Science | B8R06819 | Unbreakable Mirrors 30x20cm P5 | <p>These double-sided unbreakable mirrors, which are flexible and can be cut with scissors, have many applications.</p> <p>Both sides protected with peel off film. Uses include science experiments with light, maths shape and symmetry work, creative art and craft projects.</p> <ul> <li>Size 300mm x 200 mm.</li> <li>Pack of 5</li> </ul> | 17.99 | EA | FVRATE20 | 1
Physics | B8R06824 | Optics Pins | <p>Nickel plated iron, heavy gauge. </p> <ul> <li>Pack of 100</li> <li>Length 75 mm</li> </ul> | 3.85 | PHA | FVRATE20 | 1
Physics | B8R06826 | Vibration Generator Kit | <p>This Vibration Generator kit includes the following:</p> <ul> <li>Vibration Generator (B8H30701)</li> <li>Vibration Generator Accessory Kit (B8H30920)</li> </ul> <p>The Vibration Generator gives mechanical oscillations when fed by signals from an oscillator/A.F. amplifier (e.g. a Power Signal Generator - B8G85793).</p> <p>The frequency response encompasses the whole of the audio spectrum and beyond. Electrical input is made via two 4mm sockets and the mechanical output is provided by a shaft terminating in a pair of clamping nuts. The locking slider feature allows the generator arm to be fixed to prevent damage. The Vibration Generator can be used in any position, free standing or clamped.</p> <p>Technical Specifications:</p> <ul> <li>Maximum peak to peak displacement: 8mm at 1Hz, decreasing with increase in frequency.</li> <li>Total frequency range: D.C. to 10kHz.</li> <li>Coil impedance: 3.5O at 50Hz</li> <li>Maximum Carrying Load: 150g</li> <li>Dimensions: (W)100mm x (D)90mm x (H)95mm</li> </ul> <p>The Vibration Generator requires the following equipment to operate:</p> <ul> <li>Power Signal Generator - B8G85793 (or similar)</li> <li>4mm Leads (2 required) - B8R05705</li> </ul> <p>The Vibration Generator can also be driven using a Bench Signal Generator (B8G85779) and Power Amplifier (B8R07696) in the absence of a Power Signal Generator.</p> <p>The Vibration Generator Accessory Kit includes:</p> <ul> <li>Coil Spring</li> <li>Thick Rubber Cord</li> <li>Thin Rubber Cord</li> <li>Chladni Plate (Size:</li> <li>Piano Wire Loop</li> <li>Steel Strips</li> <li>Transparent Tube</li> <li>20 Coloured Plastic Balls</li> <li>Cable Ties</li> </ul> <p>Ideal for the demonstration of standing waves (longitudinal, transverse and 2D) and kinetic theory. The 3D kinetic theory model consists of a transparent tube and 20 coloured plastic balls to represent molecules of a gas or liquid.</p> | 93.25 | PK | FVRATE20 | 1
Physics | B8R06829 | Thermal Energy Bundle | <p>The kit includes:</p> <ul> <li><strong>1 x Conductivity Star</strong></li> </ul> <p>Find out which metal conducts heat best by placing a small amount of wax at the tip of each rod and heating from beneath in the centre using a tea light candle (not included).&nbsp; Includes a small block of wax and rods of aluminium bronze, steel, nickel &amp; copper.</p> <ul> <li><strong>1 x Thermal Conductivity of Metals Apparatus</strong></li> </ul> <p>Comprising bars of copper, iron, aluminium and brass with nominal thermal conductivities of 395, 72, 240 and 128 Wm-1K-1 respectively, each 80mm x 20mm x 1.5mm, provided with a hollow for wax and mounted on a wooden ring.</p> <ul> <li><strong>1 x Ball and Ring Apparatus</strong></li> </ul> <p>Ball and Ring apparatus for demonstrating thermal expansion.&nbsp;The ball will not pass through the ring if it is hot and the ring is cold, but it will pass if both are hot or both are cold.</p> <ul> <li><strong>1 x Bi-metallic Strip</strong></li> </ul> <p>For demonstrating the differential expansion of 2 metals by the curvature produced when the strip is heated in a Bunsen flame. Comprises strips of brass and steel, each 200mm x 15mm, riveted together and mounted on a wooden handle.</p> | 24.65 | PK | FVRATE20 | 1
Physics | B8R06830 | Calorimeter Bundle | <p>This can be used for the experimental determination of the specific heat capacity of various metals. Cylindrical blocks, all of mass 1kg adjusted to an accuracy of +2%.</p> <p>Includes four block calorimeters:</p> <ul> <li>1 x Copper</li> <li>1 x Mild Steel</li> <li>1 x Aluminium</li> <li>1 x Brass</li> </ul> <p>Each block is drilled with two holes: a large central hole, 12.5mm diameter (75mm deep) for an Immersion Heater (B8A42584), and a smaller hole, 7.5mm diameter (72mm deep) to suit a thermometer or temperature sensor.</p> <p>Each Calorimeter is also available to purchase separately.</p> <p>Associated Products:</p> <ul> <li>Calorimeter Jackets - B8R07701: 50mm, B8R07701: 75mm</li> <li>Immersion Heater - B8A42584</li> <li>Thermometers - B8R01905</li> </ul> | 76.15 | PK | FVRATE20 | 1
Physics | B8R06832 | Spectrum Tube Bundle | <p>Philip Harris Spectrum Tube Bundle</p> <p>Includes four Spectrum tubes:</p> <ul> <li>1 x Hydrogen</li> <li>1 x Neon</li> <li>1 x Nitrogen</li> <li>1 x Oxygen</li> </ul> <p>Gas-filled discharge tubes for studying typical spectra of the different gases and for use in calibrating spectrometers. The glass body is provided with metal end caps and is constricted along the middle portion to concentrate the discharge glow.</p> <ul> <li>Tube Length: 260mm</li> <li>Maximum Recommended Running Current:&nbsp;3mA</li> <li>Recommended Run Cycle: 30 seconds on, 30 seconds off</li> </ul> <p>Strike Voltages:</p> <ul> <li>Hydrogen - 2500V - 3500V</li> <li>Neon - 2000V - 3200V</li> <li>Nitrogen - 3000V - 4200V</li> <li>Oxygen - 3000V - 4200V</li> </ul> <p>Requires the following equipment to operate:</p> <ul> <li>Spectrum Tube Holder with Power Supply - B8R08098</li> </ul> <p><strong>Or:</strong></p> <ul> <li>Spectrum Tube Holder - B8R06039</li> <li>E.H.T. Power Supply - B8R02653</li> <li>E.H.T. Safety Experiment Leads - B8R07149</li> </ul> <p>Individual Spectrum Tubes are also available to purchase separately:</p> <ul> <li>Argon - B8R06989</li> <li>Helium - B8R06986</li> <li>Hydrogen (included) - B8A46539</li> <li>Krypton - B8R06991</li> <li>Mercury Vapour - B8R06990</li> <li>Neon (included) - B8A46565</li> <li>Nitrogen (included) - B8A46541</li> <li>Oxygen (included) - B8A46553</li> <li>Xenon - B8R06992</li> </ul> <p>Diffraction Spectroscope available separately: B8A81802</p> | 77.15 | PK | FVRATE20 | 1
Chemistry | B8R06834 | Quickfit Round Bottom Flask 19/26 100ml | <p>Quickfit® short neck flask with a round bottom featuring high quality Quickfit® ground glass sockets. Made from borosilicate glass for corrosion-free performance, and offering resistance to thermal shock. </p> <ul> <li>Capacity: 100ml</li> <li>Socket Size: 19/26</li> </ul> | 80.39 | P 5 | FVRATE20 | 1
Chemistry | B8R06835 | Quickfit Round Bottom Flask 19-26 250ml | <p>Quickfit&reg; short neck flask with a round bottom featuring high quality Quickfit&reg; ground glass sockets. Made from borosilicate glass for corrosion-free performance, and offering resistance to thermal shock.</p> <ul> <li>Capacity: 250ml</li> <li>Socket Size: 19/26</li> <li>Pack of 5</li> </ul> | 98.19 | P 5 | FVRATE20 | 1
Chemistry | B8R06837 | Receiver With Vented Bend 80mm | <p>Quickfit® receiver bend featuring a vent to allow gases produced in a distillation reaction to vent to the atmosphere. Avoids the problems of 'closed systems'. </p> <ul> <li>Length: 80mm</li> <li>Socket Size: 14/23</li> <li>Bend Angle: 105°</li> </ul> | 30.59 | EA | FVRATE20 | 1
Chemistry | B8R06838 | Quickfit Adapter Reduction 19/26 14/23 | <p>The Quickfit® Reduction Adapter is used to connect two items of glassware with different joint sizes. These adapters connect items with a smaller cone to a piece of glassware with a larger size socket. They have a small size socket at the top and a large size cone at the bottom </p> <ul> <li>Socket Size: 14/23</li> <li>Cone Size: 19/26</li> </ul> | 27.69 | P 2 | FVRATE20 | 1
Chemistry | B8R06841 | Quickfit Stillhead 19/26 14/23 | <p>Widely used Quickfit® still head adapter, used in most distillation assemblies to connect the condenser and flask. The upper socket is designed to accept a thermometer either via cone/screw thread adapter or thermometer pocket. </p> <ul> <li>Cone Size for Flask: 19/26</li> <li>Cone Size for Condenser: 19/26</li> <li>Socket Size: 14/23</li> </ul> | 34.65 | EA | FVRATE20 | 1
Chemistry | B8R06842 | Liebig Condenser 390mm | <p>Popular water-jacketed Quickfit&reg; Liebig Condenser with ground cone and socket, suitable for distillation and reflux applications. With detachable plastic screw thread connectors for easy and safe attachment of rubber hose.</p> <ul> <li>Effective Length: approx. 250mm</li> <li>Overall Length: approx. 390mm</li> <li>Cone Size: 24/29</li> <li>Socket Size: 24/29</li> <li>Material: Borosilicate Glass</li> </ul> <p>Rubber tubing is available to purchase separately, by the meter (B8A89667).</p> | 61.49 | EA | FVRATE20 | 1
Chemistry | B8R06844 | Quickfit Liebig Condenser 530mm | <p>Popular water-jacketed Quickfit&reg; Liebig Condenser with ground cone and socket, suitable for distillation and reflux applications. With detachable plastic screw thread connectors for easy and safe attachment of rubber hose.</p> <ul> <li>Effective Length: approx. 400mm</li> <li>Overall Length: approx. 530mm</li> <li>Cone Size: 19/26</li> <li>Socket Size: 19/26</li> <li>Material: Borosilicate Glass</li> </ul> <p>Rubber tubing is available to purchase separately, by the meter (B8A89667).</p> | 47.19 | EA | FVRATE20 | 1
Chemistry | B8R06846 | 100ml Flask Pear Shape 19/26 | <p>This Quickfit® semi-micro pear shaped distillation flask features a high quality Quickfit® ground glass socket. It is made of Borosilicate glass for chemical resistance and thermal performance. The pear shaped design allows distillation down to small quantities which will reduce losses from thermal decomposition. Ideal for semi-micro distillations. </p> <ul> <li>Capacity: 100ml</li> <li>Socket Size: 19/26</li> </ul> | 22.35 | EA | FVRATE20 | 1
Chemistry | B8R06847 | Quickfit Spirit With Integral Cone | <p>Glass thermometer featuring an integral cone on the thermometer stem, that allows direct connection of the thermometer to Quickfit&reg; jointed glassware with the same socket size. Filled with high visibility blue spirit.</p> <ul> <li>Complies with ISO 386.</li> <li>Cone Size: 14/23</li> <li>Thermometer Range: -10 to 250&deg;C.</li> </ul> | 136.25 | EA | FVRATE20 | 1
Pens | B8R06848 | Cm Dwipe Bullet Marker Blk P50 | <p>Enhance your classroom or office communication with Classmates Whiteboard Markers. These high-quality markers are a staple tool for every educational or professional environment, designed to meet the demands of daily use. This generous pack of 50 black markers ensures you are always well-equipped for presentations, lectures, and brainstorming sessions.</p> <p>Classmates Whiteboard Markers offer clear, consistent lines, perfect for ensuring your messages are easily seen and understood. The bullet tip allows precise writing, making it ideal for outlining key points and instructions. The formulation of the long-lasting ink resists drying out quickly, ensuring reliable performance each time you use them.</p> <p>Designed with a slimmer barrel, these markers are comfortable for children and adults alike to hold, promoting easier writing and less strain during extended use. With black ink that is versatile across various settings, they&rsquo;re indispensable for both educational and office environments.</p> <ul> <li>Bullet tip for precise and clear writing</li> <li>Long-lasting, black ink suitable for a variety of uses</li> <li>Large pack of 50 markers to ensure you never run out</li> </ul> <p>Classmates Whiteboard Markers - your dependable choice for consistent, long-lasting performance in both educational settings and professional spaces.</p> | 16.99 | P50 | FVRATE20 | 1
Pens | B8R06849 | Cm Dwipe Bullet Marker Asstp50 | <p>Superb value for money markers.</p> <p>Our Classmates Drywipe markers offer a great choice of pack sizes and colours and the long lasting ink makes these markers ideal for both the Office and Classroom.</p> <ul> <li>Bullet Tip.</li> <li>Pack of 50.</li> <li>Contains 15 black, 15 blue, 10 green and 10 red.</li> </ul> | 16.99 | P50 | FVRATE20 | 1
Glassware, Plastics & Ceramics | B8R06857 | Graduated Bottles 100ml | <p>Simax&reg; screw-top graduated reagent bottle with GL45 thread blue cap.&nbsp;&nbsp;Clear glass.&nbsp;&nbsp;Suitable for autoclaving up to 140&deg;C. Cap must be loose in order to autoclave.&nbsp;&nbsp;With pouring ring.</p> <ul> <li>Volume: 100ml</li> <li>Height: 105mm</li> <li>Outer Diameter: 56mm</li> <li>Pack of 10</li> </ul> <p>In order to make this bottle suitable for storing concentrated acid, the blue lid and blue pouring ring must be removed from this bottle.</p> <p>The lid must be replaced with a Red Simax Bottle Top which are available to purchase separately - B8R07790</p> <p>Clear glass bottles are suitable for storing concentrated Nitric Acid if kept in a dark chemical store.</p> | 21.65 | P10 | FVRATE20 | 1
Biology | B8R06861 | Skeleton Stand | <p>Built of heavy cast iron and machine grade castors. This skeleton stand will make the transport of your skeleton easy. Features a cast iron base to prevent tipping. Built to handle rough terrain and heavy movement. The heavy duty castors are able to roll on multiple surfaces and the brakes lock the skeleton in place. There is a set screw to hold the skeleton rod in place. </p> <ul> <li>Inner diameter of stand is 12.5mm.</li> </ul> | 131.75 | EA | FVRATE20 | 1
Biology | B8R06862 | Hiv Virus - Model | <p>This HIV Virus Model is enlarged to show the outer lipid membrane with protein structures, and the internal nucleus which contains the viral hereditary matter (RNA).</p> <p>The nucleus is removable and condoms can be put underneath to provide a message regarding measures to take in protecting against HIV.</p> <ul> <li>Mounted on base for easy display</li> <li>Dimensions: 180mm x 130mm x 130mm</li> <li>Condoms not included</li> </ul> <p>Enjoy using the exclusive virtual anatomy content with the following features:</p> <p>Freely rotate your digital model and zoom in and out.</p> <p>Display hotspots and their anatomical structures.</p> <p>Augmented Reality (AR) feature starts your virtual anatomy model.</p> <p>Anatomy Quiz function to test and improve your anatomical knowledge with instant results and final score evaluation.</p> <p>Drawing function that allows image customization with save and share function.</p> <p>Useful Notes function to help you with your personal learning.</p> <p>Possibility to learn both male and female anatomy.</p> <p>Easy access to 3D content both online and offline.</p> <p>Available in 11 languages.</p> <p>To get started, simply scan the QR-code located on your Anatomical Model, download the visionary 3B Smart Anatomy app and step into the virtual world of Human Anatomy.&nbsp;</p> | 65.65 | EA | FVRATE20 | 1
Primary Science | B8R06864 | Vu Class Cart | <p>A complete primary data logging class set supplied in a Gratnells storage cart with trays (supplied flat packed).</p> <p>Vu class cart includes a vast collection of primary science sensors and accessories, now everyone can learn and explore science at the same time, and when you have finished they can be stored and charged ready for the next science lesson.</p> <p>Full contents:</p> <ul> <li>5 x EasySense Vu+ data logger</li> <li>5 x Plug-in Heart Rate Sensor</li> <li>1 x Vu Timing Ramp Set</li> <li>1 x Timing Mats (Pair)</li> <li>10 x Plug-in Vu Temperature Sensor</li> <li>5 x Mini USB Lead 1x Storage Cart</li> <li>2 x Storage Trays (with lids)</li> <li>1 x Vu+ Charging Tray (with lid)</li> </ul> | 1482.99 | EA | FVRATE20 | 1
Glassware, Plastics & Ceramics | B8R06866 | Simax Tall Form Beaker With Spout 100ml | <p>Tall form beaker, graduated, made from Borosilicate Glass. Conforms to standards ISO 3819, DIN 12 331, CSN 70 4031.</p> <ul> <li>Volume: 100ml</li> <li>Dimensions: (D)48mm x (H)80mm</li> <li>Pack of 10</li> </ul> | 16.75 | P10 | FVRATE20 | 1
Glassware, Plastics & Ceramics | B8R06867 | Simax Tall Form Beaker With Spout 150ml | <p>Tall form beaker, graduated, made from Borosilicate Glass. Conforms to standards ISO 3819, DIN 12 331, CSN 70 4031.</p> <ul> <li>Volume: 150ml</li> <li>Dimensions: (D)54mm x (H)95mm</li> <li>Pack of 10</li> </ul> | 18.29 | P10 | FVRATE20 | 1
Glassware, Plastics & Ceramics | B8R06868 | Simax Tall Form Beaker With Spout 250ml | <p>Tall form beaker, graduated, made from Borosilicate Glass. Conforms to standards ISO 3819, DIN 12 331, CSN 70 4031.</p> <ul> <li>Volume: 250ml</li> <li>Dimensions: (D)60mm x (H)120mm</li> <li>Pack of 10</li> </ul> | 18.39 | P10 | FVRATE20 | 1
Glassware, Plastics & Ceramics | B8R06869 | Simax Tall Form Beaker With Spout 400ml | <p>Tall form beaker, graduated, made from Borosilicate Glass. Conforms to standards ISO 3819, DIN 12 331, CSN 70 4031.</p> <ul> <li>Volume: 400ml</li> <li>Dimensions: (D)70mm x (H)130mm</li> <li>Pack of 10</li> </ul> | 19.89 | P10 | FVRATE20 | 1
Glassware, Plastics & Ceramics | B8R06870 | Simax Tall Form Beaker With Spout 600ml | <p>Tall form beaker, graduated, made from Borosilicate Glass. Conforms to standards ISO 3819, DIN 12 331, CSN 70 4031.</p> <ul> <li>Volume: 600ml</li> <li>Dimensions: (D)80mm x (H)150mm</li> <li>Pack of 10</li> </ul> | 28.79 | P10 | FVRATE20 | 1
Glassware, Plastics & Ceramics | B8R06871 | Simax Tall Form Beaker With Spout 1000ml | <p>Tall form beaker, graduated, made from Borosilicate Glass. Conforms to standards ISO 3819, DIN 12 331, CSN 70 4031.</p> <ul> <li>Volume: 1000ml</li> <li>Dimensions: (D)95mm x (H)180mm</li> <li>Pack of 10</li> </ul> | 42.09 | P10 | FVRATE20 | 1
Glassware, Plastics & Ceramics | B8R06878 | Aspirator 5l With Stopcock | <p>5L aspirator bottle, with leak-proof stopcock.</p> <ul> <li>Very strong and durable for extended use over time with carrying handle.</li> <li>Flat bottom for safe and secure shelf storage.</li> <li>Can be used in ambient temperatures below 0&deg;C.</li> <li>Cap with holes to seal.</li> </ul> <p>Also available in 10 Litre size.</p> | 13.39 | EA | FVRATE20 | 1
Glassware, Plastics & Ceramics | B8R06879 | Aspirator 10l With Stopcock | <p>10L Aspirator bottle, with leak-proof stopcock.</p> <ul> <li>Very strong and durable for extended use over time with carrying handle.</li> <li>Flat bottom for safe and secure shelf storage.</li> <li>Can be used in ambient temperatures below 0&deg;C.</li> <li>Cap with holes to seal</li> </ul> <p>Also available in 5 Litre size</p> | 17.69 | EA | FVRATE20 | 1
Chemistry | B8R06880 | Bradys Reagent 50ml | <ul> <li>Alternative name: 2,4-Dinitrophenylhydrazine Phosphoric Acid Solution</li> <li>Molecular Weight: 296.13g/mol</li> <li>CAS Number: 124038-14-4</li> <li>Hazard: H226,H290,H302,H314</li> <li>Precaution: P260,P280,P301+P330+P331,P303+P361+P353,P304+P340,P305+P351+P338,P370+P378,P403</li> </ul> | 40.75 | VMN | FVRATE20 | 1
Chemistry | B8R06885 | Chromatography Column Rotaflo 10mm | <p>This chromatography column is made from high quality Borosilicate glass with a 'Rotaflo' stopcock and porosity 'O' Sinter as standard with a simple drip-feed outlet. The interchangeable PTFE key requires no lubrication. The column is easily cleaned and requires little or no maintenance. </p> <ul> <li>Socket Size: 14/23</li> <li>Length: 300mm</li> <li>Stopcock Bore: 3mm</li> <li>Outlet Diameter: 10mm</li> <li>Overall Diameter: 20mm</li> </ul> | 66.89 | EA | FVRATE20 | 1
Lab Equipment | B8R06889 | G Clamp 15cm | <ul> <li>Drop-forged steel clamp capable of opening 150mm</li> <li>Threaded steel screw with swivel pads grips material more tightly</li> <li>Sliding T-bar handle allows for easy tightening and untightening</li> <li>Use for woodworking, fabrication, apparatus setup, and lessons on pressure and torque</li> </ul> <p>When you need something held in place, this steel G-clamp will do just the trick. The drop-forged construction ensures strong, solid material.</p> <p>The threaded screw opens to 150mm and is topped with a swivel pad for safer clamping.</p> | 15.29 | EA | FVRATE20 | 1
Lab Equipment | B8R06890 | 100ml Weighing Boats P250 | <p>Disposable polystyrene weighing boat enable non-spill transfer. </p> <ul> <li>Square Shape</li> <li>Will withstand temperatures from -10°C to 80°C</li> <li>Capacity: 100ml</li> <li>Box of two hundred fifty</li> </ul> | 22.45 | BXD | FVRATE20 | 1
Physics | B8R06893 | Crookes Radiometer | <p>Demonstrate the conversion of radiation energy into kinetic energy. </p> <p>The Crookes Radiometer consists of a rotary vane wheel which is mounted on a metal tip and equipped with four plates, each coloured black on one side; all housed in an evacuated glass bulb. </p> <ul> <li>Height: 210mm.</li> <li>Ball diameter: 80mm.</li> </ul> | 40.29 | EA | FVRATE20 | 1
Physics | B8R06907 | Solar Hydrogen Education Kit | <p>The Solar Hydrogen Science Kit lets students invent their own clean energy applications using fuel cells and renewable hydrogen created using solar energy and water.</p> <p>The kit includes a small electric motor and propeller blade as the starting point for the motorised applications to use to build a futuristic solar energy storage device. The set comes with a complete curriculum on renewable energy with easy to follow experiment manual, assembly guide, flash animations, and background history on the technology.</p> <p>Kit contents are:</p> <ul> <li>Reversible PEM fuel cell</li> <li>Reversible PEM fuel cell base</li> <li>Hydrogen and oxygen tanks</li> <li>Inner gas containers</li> <li>Water/gas tank module base</li> <li>Transparent silicon tubing</li> <li>Flexible 2mm banana connecting leads</li> <li>Plastic plug pins for fuel cell</li> <li>Battery pack with connecting leads (2 x AA batteries required)</li> <li>Syringe</li> <li>Motor and fan with propeller blade</li> <li>1 Watt solar panel</li> <li>Assembly instructions</li> <li>CD with curriculum manuals</li> </ul> | 86.35 | EA | FVRATE20 | 1
Environmental Science | B8R06908 | Anemometer | <p>The Digital Anemometer by Horizon is user-friendly and brings extra value for both teachers and students to experiments by allowing students to acquire specific data that can be utilised in finding the most efficient wind pitch blade combination at any given wind conditions, or how, if at all, relative humidity and temperature affect hydrogen production.</p> <p>Features:</p> <ul> <li>Air Velocity Measurement Range: 0.3 to 30m/s (&plusmn;5%)</li> <li>Temperature Measurement Range: -10 to 50&deg;C (&plusmn;1&deg;C)</li> <li>Humidity Measurement Range: 0%-99% (&plusmn;5% at 20%-90%)</li> <li>Air Velocity Unit Selection: m/s, ft/min, knots, km/h, mph</li> <li>Beaufort scale</li> <li>&deg;C / &deg;F selection</li> <li>Max/Min/Avg Reading Selection</li> <li>Hold Function</li> <li>Wind-chill Indication</li> <li>Low Battery Warning</li> <li>Auto Power Off (with override function)</li> <li>Calibration Function</li> <li>Resolution: 0.1m/s, 1%,</li> <li>Battery included (3V round cell)</li> </ul> | 63.15 | EA | FVRATE20 | 1
Physics | B8R06909 | Hydraulic Press | <p>The Hydraulic Press demonstrates the transmissibility of fluid pressure and shows how mechanical advantage may be obtained using interconnected cylinders of different diameters.</p> <p>Based upon graduated glass syringes having capacities of 10 ml and 50 ml and a cross-sectional area of 3 to 1, pistons are provided with loading platform 90mm in diameter.</p> <p>Graduated syringe barrels also permit simple Boyle's law experiments to be carried out.</p> | 119.49 | EA | FVRATE20 | 1
Lab Equipment | B8R06910 | The Electromagnetic Spectrum | <p>A poster to aid the teaching and learning of the Electromagnetic Spectrum. </p> <p>A1 poster designed, by our in-house experts at Philip Harris Education, brightly coloured and informative. </p> <p>Size A1, dimensions 594 mm x 841mm. </p> <p> </p> <p> </p> | 12.55 | EA | FVRATE20 | 1
Lab Equipment | B8R06916 | 30ml Weighing Boats P500 | <p>Disposable polystyrene weighing boat enables non-spill weighing and transfer of solid chemicals.</p> <p>Will withstand temperatures from -10&deg;C to 80&deg;C</p> <ul> <li>Size: 89mm x 89mm x 25mm</li> <li>Capacity: 30ml</li> <li>Box of five hundred</li> </ul> | 11.39 | BXG | FVRATE20 | 1
A4 | B8R06920 | Science Bk 297x210 64pg G1 F8m | <p>The ideal science book. The alternating pages enable students to create graphs together with notes for easy reference. Offers embossed linen printed covers and the spine is stapled for added strength.</p> <ul> <li>Size - A4&nbsp;</li> <li>Paper - White 90gsm</li> <li>Ruling - Alternate 8mm / G1:5:10 graph</li> <li>Number of pages - 64</li> <li>Pack - 10</li> </ul> | 22.99 | P10 | FVRATE20 | 1
A4 | B8R06921 | Science Bk 297x210 64pg G2 F8m | <p>With 8mm feints and a margin on one side and 2:10:20 graph paper on alternate pages, this Rhino A4 Science Book is ideal for exploring the ideas and theories that make the world work. From scientific equations to notes, it's all in one place on extra-strong premium 90gsm paper.</p> <ul> <li>Size - A4&nbsp;</li> <li>Paper - White 90gsm</li> <li>Ruling - Alternate 8mm / 2:10:20 graph</li> <li>Number of pages - 64</li> <li>Pack - 10</li> </ul> | 22.99 | P10 | FVRATE20 | 1
Biology | B8R06923 | Micro Slide Viewer | <p>The micro slide viewer (Bio Viewer) is a cost effective, basic alternative to standard laboratory microscopes and gives the students a good quality image. No power requirement and very light weight. Robustly made. Excellent for an introduction to microscopy. Allows the user to view a series of Micro Slides. </p> <ul> <li>Magnification 50x</li> <li>Available Slide Sets: Cells of Your Body (B8R06960), Cells of Plants (B8R06961), Monocots & Dicots (B8R06962).</li> </ul> | 15.95 | EA | FVRATE20 | 1
Design & Technology | B8R06924 | Sandpaper 225x275mm Pk15 | <p>Pack of sandpaper of 4 assorted grades: coarse, medium, fine and extra-fine.</p> <p>Sheet size: 225 x 275mm. Sold in packs of 15 sheets.</p> | 4.99 | P15 | FVRATE20 | 1
Physics | B8R06929 | Demonstration Relay | <p>The Relay Demonstration Unit allows the investigation and study of how a relay functions, in a clear and practical manner. A useful property of this unit is that the circuit powering the coil is easily seen to be completely separate from the circuit switched on by the relay. This is one of the reasons relays are used where a safe low voltage circuit can be used to control a high voltage circuit. </p> <ul> <li>Coil Input: 4-6V DC</li> <li>Bulb Input: Max. 6V AC / DC.</li> </ul> | 29.89 | EA | FVRATE20 | 1
Physics | B8R06932 | Bell Jar | <p>Replacement bell Jar for the Bell in a Bell Jar Experiment (B8L11149). </p> <p>Bottom flange is ground flat to ensure a perfect seal. </p> <ul> <li>Material: Acrylic.</li> <li>Dimensions: 250mm x 140mm</li> </ul> | 51.75 | EA | FVRATE20 | 1
Physics | B8R06933 | Bell | <p>Replacement Bell for the Bell in a Bell Jar (B8L11149).</p> <ul> <li>Operates on 4-6V AC/DC (PP00057620 or similar)</li> </ul> | 11.79 | EA | FVRATE20 | 1
Biology | B8R06935 | Human Brain 5 Part | <p>This 5-part model of the human brain is an original anatomic cast of a real human brain and is on a removeable base. Ideal for educating students on the human nervous system and anatomy of the brain.</p> <p>The components of the brain include:</p> <ul> <li>Magnets for easy viewing and hands on learning</li> <li>Frontal and parietal lobe</li> <li>Temporal and occipital lobe</li> <li>Encephalic trunk</li> <li>Cerebellum</li> </ul> <p>Dimensions: 130mm x 140mm x 175mm</p> | 148.29 | EA | FVRATE20 | 1
Chemistry | B8R06938 | Chromatography Tank | <p>Clear Chromatography Tank made from Sode-Lime glass </p> <ul> <li>Dimensions: (L)230mm, (W)90mm, (H)230mm</li> </ul> <p>A lid for the tank is available to purchase separately (B8R06939). </p> | 62.75 | EA | FVRATE20 | 1
Chemistry | B8R06939 | Chromatography Tank Lid | <p>Lid for Chromatography Tank (B8R06938) made from Soda-Lime glass </p> <ul> <li>Dimensions: (L)230mm, (W)90mm</li> </ul> | 11.95 | EA | FVRATE20 | 1
Biology | B8R06947 | Microscope Power Lead PS-FI21 | <p>Spare / replacement microscope power lead.</p> <p>To be used with the following microscope models:</p> <ul> <li>Optika B-191 Monocular Microscope - B8R05556</li> <li>Optika B-192 Binocular Microscope - B8R05557</li> <li>Optika B-193 Trinocular Microscope - B8R05558</li> <li>Optika B-292PLi Binocular Microscope - B8R05565</li> </ul> | 14.79 | EA | FVRATE20 | 1
Biology | B8R06948 | Microscope Power Lead M-984 | <p>Spare / replacement microscope power lead (M-984).</p> <p>To power the following microscopes:</p> <ul> <li>Philip Harris M-100FLED Monocular Microscope - B8R05547</li> <li>Philip Harris B-20R Monocular Microscope - B8R05544</li> <li>Optika B-151 Monocular Microscope - B8R05554</li> <li>Optika B-157 Binocular Microscope - B8R05555</li> <li>Optika B-159 Binocular Microscope - B8R05564</li> <li>Optika B-62 Monocular Brightfield Microscope - PP00050385</li> <li>Optika B-66 Binocular Brightfield Microscope - PP00050386</li> </ul> <p>Also for use with the following, now discontinued, microscope models:</p> <ul> <li>Optika B-50 Monocular Microscope</li> <li>Optika ST-30-2LED Stereo Microscope</li> </ul> | 13.79 | EA | FVRATE20 | 1
Physics | B8R06951 | Energy And Fuels Kit | <p>The kit consists of a Fuel Cell Car Kit and a Solar Hydrogen Energy Education Set, both by Horizon Educational.</p> <p>Horizon's Fuel Cell Car Science Kit enables students to discover the principles behind the real-scale fuel cell vehicles currently being rolled out across the world. Generate hydrogen through water electrolysis and convert it into electricity using a PEM fuel cell, which then powers the car. The Fuel Cell Car is capable of driving itself - capable of negotiating obstacles independent of the user.</p> <p>The Solar Hydrogen Energy Science Kit demonstrates the workings of a clean energy technology system on a miniature scale. Power an electrical circuit by solar panel or a wind turbine with profiled blades based on NASA aeronautics.</p> <p>Whichever combination of technologies you want to explore, this science kit is a comprehensive introduction to the principles behind renewable micro-grids.</p> <p>Includes Full STEM Activity Materials for:</p> <ul> <li>Reversible electrolysis reactions</li> <li>Reaction rates</li> <li>Conservation of energy and energy transfer</li> <li>Renewable energy</li> </ul> | 336.45 | PK | FVRATE20 | 1
Biology | B8R06960 | Cells Of Your Body Slides | <p>These micro slide sets are for use with a Bio Viewer (B8R06923). The sets are an excellent basic alternative to microscope slides and are ideal for an introduction to microscopy.</p> <ul> <li>Cells of Your Body,</li> <li>Pack of 10</li> </ul> <p>The cells which are displayed in this set are as follows:</p> <ol> <li>Cheek Cells</li> <li>Blood Cells</li> <li>Ciliated Cells from the Windpipe</li> <li>Bone Cells</li> <li>Hyaline Cartilage (Gristle)</li> <li>Muscle Cells</li> <li>Nerve Cells from the Brain</li> <li>Gland Cells from the Gut</li> </ol> <p>Other available Slide Sets: Cells of Plants (B8R06961), Monocots &amp; Dicots (B8R06962)</p> | 36.45 | P10 | FVRATE20 | 1
Biology | B8R06961 | Cells Of Plants Slides | <p>These micro slide sets are for use with a Bio Viewer (B8R06923). The sets are an excellent basic alternative to microscope slides and are ideal for an introduction to microscopy.</p> <ul> <li>Cells of Plants,</li> <li>Pack of 10</li> </ul> <p>The cells which are displayed in this set are as follows:</p> <ol> <li>Basic Plant Cell</li> <li>Palisade Cells</li> <li>Xylem &amp; Phloem</li> <li>Two kinds of Xylem Cells</li> <li>Fibres - Marrow Stem</li> <li>Storage Cells and Reproductive Cells Anther</li> <li>Resin Canals</li> <li>Cystolith in a Leaf Cell</li> </ol> <p>Other available Slide Sets: Cells of Your Body (B8R06960), Monocots &amp; Dicots (B8R06962)</p> | 36.45 | P10 | FVRATE20 | 1
Physics | B8R06965 | Glass Rectangular Prism 75x50x12mm | <p>Small glass rectangular prism, excellent for use with ray boxes and lasers in Optics experiments. For educational use.</p> <ul> <li>Dimensions: 75mm x 50mm x 12mm</li> </ul> <p>Medium (B8R06966) and Large (B8R06967) sizes also available.</p> | 3.15 | EA | FVRATE20 | 1
Physics | B8R06966 | Glass Rectangular Prism 75x50x18mm | <p>Medium glass rectangular prism, excellent for use with ray boxes and lasers in Optics experiments.&nbsp; For educational use.</p> <ul> <li>Dimensions: 75mm x 50mm x 18mm</li> </ul> <p>Small (B8R06965) and Large (B8R06967) sizes also available.</p> | 3.55 | EA | FVRATE20 | 1
Physics | B8R06967 | Glass Rectangular Prism 125x65x18mm | <p>Large glass rectangular prism, excellent for use with ray boxes and lasers in Optics experiments.&nbsp; For educational use.</p> <ul> <li>Dimensions: 125mm x 65mm x 18mm</li> </ul> <p>Small (B8R06965) and Medium (B8R06966) sizes also available.</p> | 4.85 | EA | FVRATE20 | 1
Glassware, Plastics & Ceramics | B8R06969 | Academy Filter Flask 250ml P 6 | <p>Academy filter flasks are made from 3.3 Borosilicate glass and are designed for vacuum filtration. They feature a glass side-arm for the attachment of Vacuum tubing (B8A89801 - not included).</p> <ul> <li>Volume: 250ml</li> <li>Height: 143mm</li> <li>Neck Diameter: 29mm</li> <li>Pack of 6</li> </ul> <p><strong>Please note:</strong> it is not recommended that these flasks are heated over a Bunsen Burner.</p> | 42.79 | P 6 | FVRATE20 | 1
Lab Equipment | B8R06970 | Mass Hangers | <p>Spare 10g hanger for the 100g Steel Slotted Mass set</p> <ul> <li>Slotted masses are not included.</li> </ul> | 1.19 | EA | FVRATE20 | 1
Biology | B8R06971 | Travelling Microscope | <p>Travelling Microscope (or vernier microscope) consists of horizontal and vertical scales of brass steel. It is used for measuring small lengths. The cast iron base is fitted with levelling screws with the top duly machined over which slides a metal carriage.</p> <p>The microscope slide can be clamped at any position by the means of a clamping screw. A vertical slide operating in a similar way is fitted on the horizontal carriage. The microscope with rack and pinion is fitted on this vertical carriage and can be clamped in a vertical or horizontal position.</p> <p>The stage for placing objects for measurement is fitted with a Perspex plate. Achromatic lenses have been used. Slides travel 210mm horizontally and 160mm vertically. Full operating instructions / experiment guide are included.</p> <ul> <li>Eyepiece: FL10X/50mm</li> <li>Vernier reading: 0.02 or 0.01mm</li> <li>Supplied in wooden polished case</li> </ul> | 367.49 | EA | FVRATE20 | 1
Coaching & Resources | B8R06973 | Tally Counter | <p data-start="0" data-end="161">This hand held mechanical counter offers simple, reliable counting for a range of uses. You control the count with a single lever and reset manually when needed.</p> <ul data-start="163" data-end="321"> <li data-start="163" data-end="200"> <p data-start="165" data-end="200">Mechanical, no batteries required</p> </li> <li data-start="201" data-end="227"> <p data-start="203" data-end="227">Counts from 0 to 9,999</p> </li> <li data-start="228" data-end="252"> <p data-start="230" data-end="252">Compact and portable</p> </li> <li data-start="253" data-end="278"> <p data-start="255" data-end="278">Manual reset function</p> </li> <li data-start="279" data-end="321"> <p data-start="281" data-end="321">Single lever action for one-handed use</p> </li> </ul> <p data-start="323" data-end="341"><strong data-start="323" data-end="339">Perfect For:</strong></p> <ul data-start="342" data-end="451"> <li data-start="342" data-end="365"> <p data-start="344" data-end="365">Attendance tracking</p> </li> <li data-start="366" data-end="388"> <p data-start="368" data-end="388">Inventory counting</p> </li> <li data-start="389" data-end="406"> <p data-start="391" data-end="406">Sports events</p> </li> <li data-start="407" data-end="430"> <p data-start="409" data-end="430">Reps in PE sessions</p> </li> <li data-start="431" data-end="451"> <p data-start="433" data-end="451">Visitor tallying</p> </li> </ul> | 8.99 | EA | FVRATE20 | 1
Biology | B8R06974 | Gene Packs | <p>An ideal way to introduce students to the basic concepts of genetics. This set explores the relationship between genotype and phenotype in a colourful, fun way, where students learn how the alleles in their 'gene pack' affect they way the characters look. Topics covered include dominant and recessive alleles, co-dominance, gametes, and zygosity.</p> <p>Four characteristics have been included:</p> <ul> <li>Hair type</li> <li>Eye colour</li> <li>Earlobe type</li> <li>Haemoglobin type (normal or sickle cell.)</li> </ul> <p>Pack comprises of:</p> <ul> <li>Character cards</li> <li>Gene cards (for each characteristic)</li> <li>Gamete sheet</li> <li>Teacher's Notes including example crosses, and student worksheet master copy.</li> </ul> <p>Includes materials sufficient for up to 32 gene packs.</p> | 43.29 | EA | FVRATE20 | 1
Coaching & Resources | B8R06975 | Precision Hand Pump | <p data-start="0" data-end="78">Precision's hand pump is easy to use and great value for quick ball inflation.</p> <ul data-start="80" data-end="171"> <li data-start="80" data-end="113"> <p data-start="82" data-end="113">Flexible air hose and adaptor</p> </li> <li data-start="114" data-end="142"> <p data-start="116" data-end="142">Standard needle included</p> </li> <li data-start="143" data-end="171"> <p data-start="145" data-end="171">Lightweight and portable</p> </li> </ul> <p data-start="173" data-end="187"><strong data-start="173" data-end="185">Use for:</strong></p> <ul data-start="188" data-end="301"> <li data-start="188" data-end="234"> <p data-start="190" data-end="234">Inflating footballs, rugby balls, netballs</p> </li> <li data-start="235" data-end="271"> <p data-start="237" data-end="271">Training sessions and match days</p> </li> <li data-start="272" data-end="301"> <p data-start="274" data-end="301">Schools, clubs, and teams</p> </li> </ul> | 3.99 | EA | FVRATE20 | 1
Chemistry | B8R06976 | Science Detectives Chemistry Kit | <p>The Chemistry kit requires students to use their detective skills when exploring the colourful science behind the separation of mixtures, chromatography and filtration.</p> <p>The kit contents are sufficient for 10 students.</p> <p>Includes:</p> <ul> <li>Comprehensive teacher's notes,</li> <li>Tri-pour beakers,</li> <li>Stirring rods,</li> <li>PVA glue,</li> <li>Plastic spoons,</li> <li>Food colouring,</li> <li>Petri dishes,</li> <li>Sand,</li> <li>Iron filings,</li> <li>Magnets,</li> <li>Filter funnels,</li> <li>Filter paper,</li> <li>Chromatography paper</li> </ul> <p>Kit is stored in a Gratnells tray with lid.</p> | 123.55 | PK | FVRATE20 | 1
Chemistry | B8R06978 | Orbit Biochemistry Individual Set | <p>The Orbit Molecular modelling set is easy to use and durable. The Biochemistry building system allows you to create accurate 3-D representations of amino acids, monosaccharides, glycerol, fatty acids, steroids, purines and pyrimidines, peptides, disaccharides, lipids, nucleosides, proteins, polysaccharides, nucleic acids. </p> <p>Suitable for use at Advanced and University levels of education, by student, teacher, researcher, or small group. </p> <p>The Orbit building system uses 1cm atoms, colour coded according to 12 different elements, with prongs set at the correct bonding angles. </p> <p>The set contains 255 atoms, 250 bonds and a 44 instruction booklet which covers all the structures above. </p> <p>Supplied in a sturdy box. </p> <p> </p> <p> </p> | 20.85 | EA | FVRATE20 | 1
Chemistry | B8R06981 | Unit Large Demonstration System Set V2 | <p>The Unit Molecular building system features large (44mm diameter) spheres in seven colours to represent different atoms plus a 25mm diameter white sphere to represent Hydrogen atom. Sturdy pegs allow you to make any bond angle which can then be joined with flexible vinyl bonds. </p> <p>The large demonstration molecular model kit lets you demonstrate molecular shapes with rotating single bonds and non rotating double and triple bonds, structural isomers, ring structures, the chair-boat 'flip' of cyclohexane and VSEPR theory. </p> <p>The kit allows models of hydrocarbons, alcohols, amines, organic and inorganic acids and bases, carbohydrates, benzene, chlorinated molecules, inorganic molecules and many more to be produced, which the whole class can see! </p> <p>Suitable </p> <p>This versatile system offers great flexibility for teachers and lecturers: </p> <ul> <li>Structures can be seen from the back of the class</li> <li>Bonds and atoms are to scale for accuracy at 8.5cm per 100pm</li> <li>Sturdy pegs join all atoms and bonds at any bond angle</li> <li>Easy to handle, build and take apart</li> <li>Highly durable plastic parts create long-lasting models</li> <li>Full range of supplementary atoms, bonds and orbitals available</li> </ul> <p>Contains : 70 atom spheres with bonding pegs and 90 plastic bonds. </p> | 170.45 | EA | FVRATE20 | 1
Physics | B8R06986 | Helium Spectrum Tube | <p>Philip Harris Spectrum Tube - Helium</p> <p>Helium gas-filled discharge tube for studying typical spectra of the different gases and for use in calibrating spectrometers. The glass body is provided with metal end caps and is constricted along the middle portion to concentrate the discharge glow.</p> <ul> <li>Tube Length: 260mm</li> <li>Strike Voltage: 2000V - 4000V</li> <li>Maximum Recommended Running Current: 3mA</li> <li>Recommended Run Cycle: 30 seconds on, 30 seconds off</li> </ul> <p>Requires the following equipment to operate:</p> <ul> <li>Spectrum Tube Holder with Power Supply - B8R08098</li> </ul> <p><strong>Or:</strong></p> <ul> <li>Spectrum Tube Holder - B8R06039</li> <li>E.H.T. Power Supply - B8R02653</li> <li>E.H.T. Safety Experiment Leads - B8R07149</li> </ul> <p>Alternative individual tubes are available to purchase separately:</p> <ul> <li>Argon - B8R06989</li> <li>Hydrogen - B8A46539</li> <li>Krypton - B8R06991</li> <li>Mercury Vapour - B8R06990</li> <li>Neon - B8A46565</li> <li>Nitrogen - B8A46541</li> <li>Oxygen - B8A46553</li> <li>Xenon - B8R06992</li> </ul> <p>There is also a bundle of 4 tubes available - B8R06832 - Hydrogen, Nitrogen, Oxygen, Neon</p> <ul> <li>Diffraction Spectroscope available separately: B8A81802</li> </ul> | 17.15 | EA | FVRATE20 | 1
Chemistry | B8R06987 | Sodium Hydrogen Sulfate 500g | <ul> <li>Alternative name: Sodium Bisulphate</li> <li>Molecular Weight: 120.06g/mol</li> <li>CAS Number: 7681-38-1</li> <li>Hazard: H318</li> <li>Precaution: P280,P305+P351+P338,P310</li> </ul> | 3.8 | MGX | FVRATE20 | 1
Physics | B8R06989 | Argon Spectrum Tube | <p>Spectrum Tube - Argon</p> <p>Argon gas-filled discharge tube for studying typical spectra of the different gases and for use in calibrating spectrometers. The glass body is provided with metal end caps and is constricted along the middle portion to concentrate the discharge glow.</p> <ul> <li>Tube Length: 260mm</li> <li>Strike Voltage: 2000V - 4000V</li> <li>Maximum Recommended Running Current: 3mA</li> <li>Recommended Run Cycle: 30 seconds on, 30 seconds off</li> </ul> <p>Requires the following equipment to operate:</p> <ul> <li>Spectrum Tube Holder with Power Supply - B8R08098</li> </ul> <p><strong>Or:</strong></p> <ul> <li>Spectrum Tube Holder - B8R06039</li> <li>E.H.T. Power Supply - B8R02653</li> <li>E.H.T. Safety Experiment Leads - B8R07149</li> </ul> <p>Alternative individual tubes are available to purchase separately:</p> <ul> <li>Helium - B8R06986</li> <li>Hydrogen - B8A46539</li> <li>Krypton - B8R06991</li> <li>Mercury Vapour - B8R06990</li> <li>Neon - B8A46565</li> <li>Nitrogen - B8A46541</li> <li>Oxygen - B8A46553</li> <li>Xenon - B8R06992</li> </ul> <p>There is also a bundle of 4 tubes available - B8R06832 - Hydrogen, Nitrogen, Oxygen, Neon</p> <ul> <li>Diffraction Spectroscope available separately: B8A81802</li> </ul> | 17.69 | EA | FVRATE20 | 1
Physics | B8R06990 | Mercury Vapour Spectrum Tube | <p>Philip Harris Spectrum Tube - Mercury Vapour</p> <p>Mercury vapour-filled discharge tube for studying typical spectra of the different gases and for use in calibrating spectrometers. The glass body is provided with metal end caps and is constricted along the middle portion to concentrate the discharge glow.</p> <ul> <li>Tube Length: 260mm</li> <li>Strike Voltage: 2000V - 4000V</li> <li>Maximum Recommended Running Current: 3mA</li> <li>Recommended Run Cycle: 30 seconds on, 30 seconds off</li> </ul> <p>Requires the following equipment to operate:</p> <ul> <li>Spectrum Tube Holder with Power Supply - B8R08098</li> </ul> <p><strong>Or:</strong></p> <ul> <li>Spectrum Tube Holder - B8R06039</li> <li>E.H.T. Power Supply - B8R02653</li> <li>E.H.T. Safety Experiment Leads - B8R07149</li> </ul> <p>Alternative individual tubes are available to purchase separately:</p> <ul> <li>Argon - B8R06989</li> <li>Helium - B8R06986</li> <li>Hydrogen - B8A46539</li> <li>Krypton - B8R06991</li> <li>Neon - B8A46565</li> <li>Nitrogen - B8A46541</li> <li>Oxygen - B8A46553</li> <li>Xenon - B8R06992</li> </ul> <p>There is also a bundle of 4 tubes available - B8R06832 - Hydrogen, Nitrogen, Oxygen, Neon</p> <ul> <li>Diffraction Spectroscope available separately: B8A81802</li> </ul> | 21.25 | EA | FVRATE20 | 1
Physics | B8R06991 | Krypton Spectrum Tube | <p>Philip Harris Spectrum Tube - Krypton</p> <p>Krypton gas-filled discharge tube for studying typical spectra of the different gases and for use in calibrating spectrometers. The glass body is provided with metal end caps and is constricted along the middle portion to concentrate the discharge glow.</p> <ul> <li>Tube Length: 260mm</li> <li>Strike Voltage: 4000V - 5000V</li> <li>Maximum Recommended Running Current: 3mA</li> <li>Recommended Run Cycle: 30 seconds on, 30 seconds off</li> </ul> <p>Requires the following equipment to operate:</p> <ul> <li>Spectrum Tube Holder with Power Supply - B8R08098</li> </ul> <p><strong>Or:</strong></p> <ul> <li>Spectrum Tube Holder - B8R06039</li> <li>E.H.T. Power Supply - B8R02653</li> <li>E.H.T. Safety Experiment Leads - B8R07149</li> </ul> <p>Alternative individual tubes are available to purchase separately:</p> <ul> <li>Argon - B8R06989</li> <li>Helium - B8R06986</li> <li>Hydrogen - B8A46539</li> <li>Mercury Vapour - B8R06990</li> <li>Neon - B8A46565</li> <li>Nitrogen - B8A46541</li> <li>Oxygen - B8A46553</li> <li>Xenon - B8R06992</li> </ul> <p>There is also a bundle of 4 tubes available - B8R06832 - Hydrogen, Nitrogen, Oxygen, Neon</p> <ul> <li>Diffraction Spectroscope available separately: B8A81802</li> </ul> | 19.69 | EA | FVRATE20 | 1
Physics | B8R06992 | Xenon Spectrum Tube | <p>Philip Harris Spectrum Tube - Xenon</p> <p>Xenon gas-filled discharge tube for studying typical spectra of the different gases and for use in calibrating spectrometers. The glass body is provided with metal end caps and is constricted along the middle portion to concentrate the discharge glow.</p> <ul> <li>Tube Length: 260mm</li> <li>Strike Voltage: 2000V - 5000V</li> <li>Maximum Recommended Running Current: 3mA</li> <li>Recommended Run Cycle: 30 seconds on, 30 seconds off</li> </ul> <p>Requires the following equipment to operate:</p> <ul> <li>Spectrum Tube Holder with Power Supply - B8R08098</li> </ul> <p><strong>Or:</strong></p> <ul> <li>Spectrum Tube Holder - B8R06039</li> <li>E.H.T. Power Supply - B8R02653</li> <li>E.H.T. Safety Experiment Leads - B8R07149</li> </ul> <p>Alternative individual tubes are available to purchase separately:</p> <ul> <li>Argon - B8R06989</li> <li>Helium - B8R06986</li> <li>Hydrogen - B8A46539</li> <li>Krypton - B8R06991</li> <li>Mercury Vapour - B8R06990</li> <li>Neon - B8A46565</li> <li>Nitrogen - B8A46541</li> <li>Oxygen - B8A46553</li> </ul> <p>There is also a bundle of 4 tubes available - B8R06832 - including Hydrogen, Nitrogen, Oxygen, Neon</p> <ul> <li>Diffraction Spectroscope available separately: B8A81802</li> </ul> | 21.25 | EA | FVRATE20 | 1
School Office & Post Room | B8R06993 | Rubber Bands Asst 454g | <p>Introducing the Classmates Rubber Bands &ndash; versatile and essential for everyday use. Perfect for organising, bundling, or securing items, these rubber bands are designed to meet a variety of needs in both home and office environments.</p> <ul> <li>Assorted Sizes: Includes a range of sizes to handle different tasks and applications.</li> <li>454g Tub: Generous quantity ensures you have an ample supply for all your bundling needs.</li> <li>Natural Colour: Offers a neutral look that blends seamlessly with any environment.</li> </ul> <p>The Classmates Rubber Bands combine practicality with a reliable, high-quality design, making them an indispensable addition to your workspace or home office.</p> <p>*Warning: May contain natural rubber latex*</p> | 5.99 | PK | FVRATE20 | 1
Hygiene | B8R07005 | Tork Soft Single Fold Hand Towel Blue | <p>Discover the efficiency and quality of the TORK Singlefold H3 Hand Towels, designed to meet the demands of busy educational environments. These 2 ply embossed blue hand towels are crafted to provide superior absorbency and softness, ideal for various settings, including food preparation areas where hygiene is paramount.</p> <ul> <li><strong>Food Contact Approved:</strong>&nbsp;Safely approved for use in wiping and handling food items, perfect for cafeterias and kitchen settings within educational institutions.</li> <li><strong>Easy Handling:</strong>&nbsp;Benefit from Tork's innovative Easy Handling&trade; packaging, ensuring ease of transportation and storage, reducing strain on staff.</li> <li><strong>Eco-Friendly:</strong>&nbsp;Made from recycled materials, these towels support your commitment to sustainability while maintaining quality and performance.</li> <li><strong>Optimal Absorbency and Softness:</strong>&nbsp;Provides a gentle yet effective drying experience, essential for both staff and students in schools.</li> <li><strong>Towel Dimensions:</strong>&nbsp;Each towel measures 230 x 235 mm, making them a perfect fit for the Tork Singlefold Dispenser, enhancing space efficiency.</li> <li><strong>Cost-Effective Bulk Purchase:</strong>&nbsp;Each case includes 15 sleeves, with 250 towels per sleeve, ensuring long-lasting supply and value.</li> <li><strong>Colour:</strong>&nbsp;A clean blue tint aids operational visibility in food hygiene settings.</li> </ul> <p>Did you know you can loan this dispenser? Findel offer a Dispenser Loan Scheme to schools and businesses at no extra cost including free measure up and installation. To find out more information, email martyn.craig@essity.com.Terms and Conditions apply.</p> | 28.99 | P15 | FVRATE20 | 1
Hygiene | B8R07007 | TorkXpress Multifold Hand Towel 1ply P12 | <p>Introducing the Tork&reg; Universal Multifold H2 Hand Towels, designed to meet basic hygiene needs with efficiency and reliability. These blue, 1-ply towels are ideal for use in educational settings, including schools and nurseries, as well as food preparation areas. Their size (L240 x W213mm) offers ample coverage for drying hands thoroughly.</p> <ul> <li>Compatible with the Tork&reg; Xpress&trade; Multifold Dispenser, ensuring a seamless fit for your existing hygiene setup.</li> <li>Crafted from recycled materials, promoting sustainability and environmental consciousness in your institution.</li> <li>Each sleeve contains 250 towels, and with a case quantity of 12 sleeves, you are well-stocked to handle high-traffic areas.</li> <li>Distinctive blue colour aids in maintaining clear inventory organisation.</li> </ul> <p>Did you know you can loan this dispenser? Findel offer a Dispenser Loan Scheme to schools and businesses at no extra cost including free measure up and installation. To find out more information, email martyn.craig@essity.com.Terms and Conditions apply.</p> | 27.99 | BOX | FVRATE20 | 1
Mathematics | B8R07010 | Helix Protractor 180-15cm P25 | <p>High-quality and precise and with a 180 degree.</p> <p>Measures 150mm.</p> <p>Clear plastic for precision.</p> | 14.99 | P25 | FVRATE20 | 1
Mathematics | B8R07011 | Helix Protractor 360-15cm P10 | <p>High-quality and precise and with a 360 degree. Measures 150mm.</p> <p>Clear plastic for precision.</p> | 12.99 | P10 | FVRATE20 | 1
Lab Equipment | B8R07015 | Silicone Grease 50g | <p>Multi-purpose silicone grease, ideal for use on switch contacts and EHT connections. Waterproofs and insulates.</p> <ul> <li>50 gram tube.</li> </ul> | 11.15 | EA | FVRATE20 | 1
Chemistry | B8R07017 | Chemistry Equipment Tray | <p>The set includes the below Chemistry Equipment contained in a blue Gratnells tray with lid:</p> <ul> <li>Molymod Inorganic Organic (Student) Set</li> <li>Molymod Inorganic Organic (Teachers) Set</li> <li>Blue Powder Free Nitrile Disposable Gloves: Pack of 200</li> <li>Chattaways Spatula Stainless Steel: Pack of 10</li> <li>Elementary Filter Papers: 110mm Diameter - Pack of 100</li> <li>Universal Indicator Paper (Full Range) pH 1-14: Pack of 10</li> <li>Wooden Splints Bundle: Pack of 1000</li> <li>Chinagraph Pencil: Pack of 12</li> <li>Stirring Rod Polypropylene Rounded: Pack of 10</li> <li>Smart Putty</li> <li>Hydrogel: 500g Bag</li> <li>Pocket Magnifier: Mag x10 Low Aberration</li> <li>Stoppers Rubber Solid: 13mm x 16mm, Pack of 10</li> <li>Stoppers Rubber Solid: 19mm x 22.5mm, Pack of 10</li> <li>Stoppers Rubber One Hole: 19mm x 225mm, Pack of 10</li> <li>Stoppers Rubber Solid: 31mm x 36mm, Pack of 10</li> <li>Stoppers Rubber Two Hole: 31mm x 36mm, Pack of 10</li> <li>BIC Mega Lighter</li> <li>Cork Borers: Set of 6</li> </ul> | 189.95 | PK | FVRATE20 | 1
Biology | B8R07018 | Mitosis Allium Root Tip Quadruple Stain | <p>An individual microscope slide showing a Longitudinal Section of an Allium root tip displaying all stages of mitosis. </p> <ul> <li>Staining: Botany Triple</li> </ul> | 11.5 | EA | FVRATE20 | 1
Biology | B8R07019 | Allium Root Tip for Mitosis | <p>An individual microscope slide showing a Longitudinal Section of an Allium, root tip displaying all stages of mitosis. </p> <ul> <li>Staining: Haematoxylin after Heidenhain stain</li> </ul> | 9.35 | EA | FVRATE20 | 1
Chemistry | B8R07021 | Orbit Basic Structures Class Set | <p>The Orbit Molecular modelling set is easy to use and durable. The building system allows you to create accurate 3-D representations of all commonly model compounds.</p> <p>The Orbit building system uses 1cm atoms, colour coded according to 12 different elements, with prongs set at the correct bonding angles.</p> <p>The Basic Structure Kit Class Set allows the construction of organic molecules, inorganic molecules, crystals and metals including the structures of sulphur, sodium chloride, diamond, graphite, 12 coordinate metals, petroleum products, polymers, acids and bases, soaps and detergents, nylon, water and ice.</p> <p>Suitable for study at G.C.S.E levels</p> <p>The set contains:</p> <ul> <li>515 atoms,</li> <li>420 bonds</li> <li>Instruction booklet.</li> </ul> <p>Supplied in a compartmented box.</p> | 71.45 | PK | FVRATE20 | 1
Biology | B8R07023 | Dna Rna Model Kit | <p>The Orbit molecular model aids understanding of the process of DNA-RNA transcription.</p> <p>The model shows 12 base pairs with each base (guanine, cytosine, thymine, adenine and uracil) in a different colour and the sugar rings, phosphate groups and hydrogen bonds in black, red and white respectively. Sufficient base pairings are included to show one turn of the double helix.</p> <p>The strands of DNA can be joined and taken apart to demonstrate the transcription of RNA.</p> <p>Contents include:</p> <ul> <li>30 x bases (7 guanine, 7 cytosine, 7 thymine, 7 adenine, 2 uracil)</li> <li>12 x hydrogen bonds</li> <li>28 x sugar rings</li> <li>25 x phosphoric acid units</li> <li>50 x nucleotide connectors</li> <li>Support stand</li> <li>Instructions</li> <li>RNA transcription activity</li> </ul> <p>Assembled Height: 50cm</p> | 18.29 | KIT | FVRATE20 | 1
Biology | B8R07024 | Orbit Proview Dna Model Kit | <p>The Orbit Proview DNA Model Kit is a detailed, large-scale model kit which helps pupils to understand the chemistry and structure of DNA enabling group viewing and demonstration. It engages student as they work together to create the sub assemblies and then fit the model together. Build and study the composition of the subassemblies: Thymine-Adenine; Cytosine-Guanine, sugar rings and phosphate groups. Each atom is colour-coded with the correct binding angle. Understand the different types of bonding, different colours indicate covalent or hydrogen bonding. Easy construction; attach the subassemblies onto pre-assembled atom pieces on the nylon wires for a spectacular end result.</p> <p>The stand in the image is for illustration only &amp; does not come included with the kit.</p> <p>Support plate material may vary from the image.</p> <ul> <li>Assembled dimensions: (H)850mm x (W)350mm</li> </ul> <p>Kit includes:</p> <ul> <li>750 atoms</li> <li>850 bonding straws</li> <li>Support plates for hanging with wires and joining pieces fixed ready for assembly <em><strong>(no stand included - support plate material may vary)</strong></em></li> <li>Assembly instructions and worksheet examining the structure of DNA and the mechanism of transcription.</li> </ul> | 124.75 | EA | FVRATE20 | 1
Biology | B8R07027 | Eye Of Mammal | <p>An individual microscope slide showing a Transverse Section of Eye of mammal, through the cornea, iris and ciliary body.</p> | 12.65 | EA | FVRATE20 | 1
Biology | B8R07028 | Cells Tissues And Organs | <p>This Cells, Tissues and Organs microscope slide set consists of thirteen microscope slides displaying a variety of cell and tissue types in plants and animals </p> <p>The set includes: </p> <ul> <li>Simple animal cells in section of salamander liver</li> <li>Allium root tip L.S. for mitosis (all stages)</li> <li>Ranunculus (buttercup) T.S. of a typical dicot root</li> <li>Monocot and dicot stems, two T.S. for comparison</li> <li>Syringa (lilac) T.S. of a typical mesophytic dicot leaf</li> <li>Columnar epithelium, T.S. of blind gut from rabbit</li> <li>Bone and hyaline cartilage, T.S.</li> <li>Mammalian striated muscle, L.S.</li> <li>Mammalian smooth muscle, L.S. and T.S.</li> <li>Lung of cat, T.S.</li> <li>Human blood smear</li> <li>Human body skin, L.S.</li> <li>Young mouse, sagittal section of entire specimen for all structures</li> </ul> <p>Glossary: </p> <ul> <li>T.S. - Transverse Section</li> <li>L.S. - Longitudinal Section</li> </ul> <p>The product image shows Human Blood Smear. </p> | 106.2 | P13 | FVRATE20 | 1
Biology | B8R07029 | Genetics Reproduction And Embryology | <p>This Genetics, Reproduction and Embryology microscope slide set is a comprehensive set of nineteen microscope slides demonstrating a variety of structures and processes relating to genetic inheritance, reproduction and embryology. </p> <p>The set includes: </p> <ul> <li>DNA and RNA stained in different colours, L.S. onion root tips</li> <li>Lilium, young anthers, meiosis, early prophase stage, T.S.</li> <li>Lilium, young anthers, meiosis, diplotene stage, T.S.</li> <li>Lilium, ovary with embryo sac T.S.</li> <li>Capsella bursa pastoris, L.S. of embryos</li> <li>Human chromosomes, spread in the metaphase stage, W.M.</li> <li>Lamp brush chromosomes</li> <li>Hydra with testis T.S., sexual reproduction</li> <li>Hydra with ovaries T.S., sexual reproduction</li> <li>Tapeworm (Taenia), mature proglottid W.M.</li> <li>Ascaris embryology, sec. of uteri showing maturation of ova</li> <li>Cockchafer (Melolontha), ovaries T.S.</li> <li>Frog (Rana), testis T.S. showing spermatogenesis</li> <li>Frog (Rana) embryology: four cell stage T.S.</li> <li>Frog (Rana) embryology: morula stage L.S.</li> <li>Frog (Rana) embryology: neurula stage T.S.</li> <li>Chicken (Gallus) embryology: 24 hour T.S.</li> <li>Chicken (Gallus) embryology: 72 hour T.S.</li> <li>Mouse, uterus containing embryo T.S.</li> </ul> <p>Glossary: </p> <ul> <li>T.S. - Transverse Section</li> <li>L.S. - Longitudinal Section</li> <li>W.M. - Whole Mount</li> </ul> <p>The product image shows DNA and RNA stained in different colours, L.S. onion root tips </p> | 218.7 | P19 | FVRATE20 | 1
Biology | B8R07030 | Connective Tissues System Of Movement | <p>A set of fifteen microscope slides depicting tissues, connective tissues, systems of movement and skin. </p> <p>The set includes: </p> <ul> <li>Squamous epithelium, scrapings from human mouth, W.M.</li> <li>Columnar epithelium, human gall bladder, T.S.</li> <li>Ciliated epithelium, human trachea, T.S.</li> <li>Skin, human, from general body surface showing sweat glands</li> <li>Human scalp, longitudinal section of hair</li> <li>Developing of nail, human embryo, L.S.</li> <li>Hyaline cartilage, human, T.S.</li> <li>Elastic cartilage, ear of pig, T.S.</li> <li>Developing cartilaginous bone, joint of human foetus, L.S.</li> <li>Compact bone, T.S. and L.S.</li> <li>Striated muscle, human, L.S., staining of striations</li> <li>Striated muscle, human, T.S.</li> <li>Smooth muscle, human, T.S. and L.S.</li> <li>White fibrous tissue, human tendon, L.S.</li> <li>Adipose tissue, human, T.S.</li> </ul> <p>Glossary: </p> <ul> <li>T.S. - Transverse Section</li> <li>L.S. - Longitudinal Section</li> <li>W.M. - Whole Mount</li> </ul> <p>The product image shows Squamous Epithelium, scrapings from human mouth. </p> | 152.05 | P15 | FVRATE20 | 1
Biology | B8R07031 | Respiratory And Circulatory System | <p>Set of ten microscope slides depicting tissues from mammalian respiratory tract and circulatory system, including: </p> <ul> <li>Trachea, cat, T.S. showing cartilage, ciliated epithelium</li> <li>Lung, human T.S. showing alveoli, blood vessels and pleura</li> <li>Blood, human, Giemsa or Wright stained smear</li> <li>Artery, human, T.S., elastica stained</li> <li>Vein, human, T.S., elastica stained</li> <li>Artery and vein of smaller size, human, T.S., routine stained</li> <li>Aorta, human, T.S.</li> <li>Heart muscle, human T.S. and L.S., striations, intercalated discs</li> <li>Lymph gland, human, T.S.</li> <li>Red bone marrow, human rib, T.S. Giemsa stained</li> </ul> <p>Glossary: </p> <ul> <li>T.S. - Transverse Section</li> <li>L.S. - Longitudinal Section</li> </ul> <p>The product image shows Trachea T.S. showing cartilage, ciliated epithelium </p> | 85.25 | P10 | FVRATE20 | 1
Biology | B8R07032 | Mitosis and Meiosis Set 1 | <p>Set of six microscope slides demonstrating mitosis and meiosis in various organisms, including: </p> <ul> <li>Mitosis, Allium L.S. root tips showing all stages of plant mitosis carefully stained with iron-hematoxyline after Heidenhain</li> <li>Mitotic stages in sec. through red bone marrow of mammal</li> <li>Meiotic and mitotic stages in sec. of Salamandra testis. Many meiotic and mitotic stages can be observed</li> <li>Lilium anther T.S., microspore mother cells showing telophase of first and prophase of second (homeotypic) division</li> <li>Giant chromosomes, smear from salivary gland of Chironomus (midge), carefully fixed and stained</li> <li>Ascaris megalocephala (nematode) embryology. Sec. of uteri showing maturation stages (meiosis), polar bodies can be seen</li> </ul> <p>Glossary: </p> <ul> <li>T.S. - Transverse Section</li> <li>L.S. - Longitudinal Section</li> </ul> <p>The product image shows Allium L.S. Root Tip </p> | 66.45 | P 6 | FVRATE20 | 1
Biology | B8R07033 | Mitosis and Meiosis Set 2 | <p>Alternative set of five microscope slides demonstrating processes of mitosis and meiosis, comprising: </p> <ul> <li>Mitosis, L.S.from Vicia faba (bean) root tips showing all mitotic stages. Iron haematoxylin stained.</li> <li>Lilium anther T.S., microspore mother cells showing telophase of first and prophase of second (homeotypic) division</li> <li>Mitotic stages in sec. of whitefish blastula showing spindles</li> <li>Spermatogenesis with meiotic and mitotic stages, sec. of testis of Carausius (grasshopper) carefully stained</li> <li>Paramecium, in fission, nuclei stained</li> </ul> <p>Glossary: </p> <ul> <li>T.S. - Transverse Section</li> <li>L.S. - Longitudinal Section</li> </ul> <p>The product image shows L.S. Vicia faba root </p> | 73.65 | P 5 | FVRATE20 | 1
Biology | B8R07034 | Whats in my Food | <p>What's In My Food? is a set of twenty-five microscope slides depicting a wide variety of products relating to food, including plant material, dairy, mould and more.</p> <p>The slides comprise of:</p> <ul> <li>Potato tuber T.S.</li> <li>Wheat flour</li> <li>Rye flour</li> <li>Rice starch</li> <li>Potato starch</li> <li>Bean, pod with pericarp and seed T.S.</li> <li>Yeast</li> <li>Fresh milk, stained for fat</li> <li>Sour milk, stained for bacteria</li> <li>Bacteria from cheese</li> <li>Mould in spoiled foodstuffs</li> <li>Coffee bean T.S.</li> <li>Silvery pellicle of coffee bean</li> <li>Ceylon tea, leaves T.S.</li> <li>Paprika, ground</li> <li>Black pepper, ground</li> <li>Cocoa powder</li> <li>Nutmeg T.S.</li> <li>Mustard</li> <li>Ginger, ground</li> <li>Carrot, storage root T.S.</li> <li>Soya meal</li> <li>Corn starch</li> <li>Tobacco, leaves T.S.</li> <li>Hazelnut, T.S. stained for fat</li> </ul> <p>Glossary:</p> <ul> <li>T.S. - Transverse Section</li> </ul> <p>The product image shows Yeast</p> | 170.7 | P25 | FVRATE20 | 1
Biology | B8R07035 | Textile Fibres And Fabric | <p>Set of twenty-five microscopes slides demonstrating a wide variety of natural and synthetic fibres and materials. </p> <p>Contains the following: </p> <ul> <li>Angora wool</li> <li>Camel-hair</li> <li>Merino wool</li> <li>Mohair</li> <li>European wool</li> <li>Australian wool</li> <li>Cocoon silk, raw</li> <li>Organsin silk</li> <li>Tussah silk</li> <li>Egyptian cotton</li> <li>Mercerised cotton</li> <li>Linen (flax)</li> <li>Jute</li> <li>Italian hemp</li> <li>Ramie</li> <li>Cellulose</li> <li>Cuprama rayon</li> <li>Casein fibre</li> <li>PVC fibre</li> <li>Acetate rayon</li> <li>Viscose rayon</li> <li>Bemberg rayon</li> <li>Perlon</li> <li>Gauze</li> <li>Nylon fabric</li> </ul> <p>The product image shows cotton fibre. </p> | 174.5 | P25 | FVRATE20 | 1
Biology | B8R07036 | Human Scalp and Hair Microscope Slide | <p>Set of twelve microscope slides depicting human hair and skin structures: </p> <ul> <li>Human scalp, V.S., shows L.S. of hair follicles</li> <li>Human scalp, H.S., shows T.S. of hair follicles</li> <li>Natural blond and black hair</li> <li>Grayed hair</li> <li>Eyelash</li> <li>Hair of beard</li> <li>Hair from infant</li> <li>Artificially bleached hair</li> <li>Split hair tips</li> <li>Singed hair</li> <li>Eggs of louse attached to the hair, W.M.</li> <li>Human head louse (Pediculus capitis), W.M.</li> </ul> <p>Glossary: </p> <ul> <li>L.S. - Longitudinal Section</li> <li>T.S. - Transvers Section</li> <li>V.S. - Vertical Section</li> <li>H.S. - Horizontal Section</li> <li>W.M. - Whole Mount</li> </ul> <p>The product image shows Human Scalp V.S. </p> | 165.2 | P12 | FVRATE20 | 1
Physics | B8R07037 | Axial Search Coil | <p>The Axial Search Coil consists of 5000 turns of very fine copper wire on a bobbin fixed at one end of fibreglass board (electrically insulated and non magnetic), and on the other end two 4 mm socket terminals are fitted. It can be used to determine field strengths or flux density inside the air gap of magnets or solenoids. An a.c. or d.c. signal can be applied to the search coils to study the effect of interacting magnetic fields. Coil mounted with its axis parallel to the axis of the PCB board.</p> <p>Signal Generator also required for use (PP00051868 or similar).</p> <ul> <li>A Lateral Search Coil is also available to purchase separately (B8R07038).</li> </ul> | 14.09 | EA | FVRATE20 | 1
Physics | B8R07038 | Lateral Search Coil | <p>The Lateral Search Coil consists of 5000 turns of very fine copper wire on a bobbin fixed at one end of fibreglass board (electrically insulated and non magnetic), and on the other end two 4 mm socket terminals are fitted. It can be used to determine field strengths or flux density inside the air gap of magnets or solenoids. An a.c. or d.c. signal can be applied to the search coils to study the effect of interacting magnetic fields. Coil mounted with its axis at 90 degrees to the axis of the PCB board.</p> <p>Signal Generator also required for use (B8G85779 or similar).</p> <ul> <li>An Axial Search Coil is also available to purchase separately (B8R07037).</li> </ul> | 14.09 | EA | FVRATE20 | 1
Chemistry | B8R07040 | Tube For Electrolysis Cell | <p>Spare tube for the Electrolysis Cell (B8H25067). </p> <ul> <li> Dimensions: (L)74mm x (D)24mm.</li> </ul> | 3.75 | EA | FVRATE20 | 1
Lab Equipment | B8R07041 | Electrical Tape Black | <p>Superior quality electrical grade self-adhesive insulating tape conforming to BS3924, and RoHS compliant. </p> <ul> <li>Dimensions:19mm width x 20m length.</li> <li>Nominal thickness: 0.15mm</li> <li>Dielectric breakdown: 40kV/mm</li> <li>Elongation: 170%</li> <li>Temperature range: 0°C to +80°C</li> </ul> <p>Colour Black </p> | 0.89 | EA | FVRATE20 | 1
Lab Equipment | B8R07042 | Electrical Tape Red | <p>Superior quality electrical grade self-adhesive insulating tape conforming to BS3924, and RoHS compliant. </p> <ul> <li>Dimensions: 19mm width x 20m length</li> <li>Nominal thickness: 0.15mm</li> <li>Dielectric breakdown: 40kV/mm</li> <li>Elongation: 170%</li> <li>Temperature range: 0°C to +80°C</li> </ul> <p>Colour: Red </p> | 0.89 | EA | FVRATE20 | 1
Lab Equipment | B8R07043 | Cable Ties P100 | <p>A pack of 100 cable ties </p> <ul> <li>High quality, low cost cable ties manufactured in White Nylon 66 to MIL-M20693B. </li> <li>The design of the head ensures a high tensile strength while allowing a very low insertion force.</li> <li>Self-extinguishing - UL94-V2 Flammability. </li> <li>UL approved. </li> <li>Non-releasable, ratchet action. </li> <li>RoHS compliant. </li> </ul> <p> </p> <ul> <li>Dimensions: Width: 2.5mm Length: 100mm.</li> <li>Pack of 100.</li> </ul> | 0.79 | PHA | FVRATE20 | 1
Lab Equipment | B8R07046 | Flexible Mains Cable 3A 300V | <ul> <li>Product Range: 2183Y Series</li> <li>No. of Cores: 3 Core</li> <li>Reel Length (Metric): 100m</li> <li>Reel Length (Imperial): 328ft</li> <li>Conductor Material: Copper</li> <li>Sleeve Material: PVC</li> <li>External Diameter: 0.50mm&sup2;=5.4mm</li> <li>Voltage Rating: 300V</li> <li>Sleeve Colour: White</li> <li>No. of Max Strands x Strand Size: 16 x 0.2mm</li> <li>Conductor Area CSA: 0.5mm&sup2; / 0.75mm&sup2;</li> <li>BS6500 &amp; VDE approved.</li> </ul> <p>3A core 16/0.2mm white</p> | 8.89 | M10 | FVRATE20 | 1
Lab Equipment | B8R07047 | Flexible Mains Cable 6A 300V | <p>3 core 24/0.2mm white (10m)</p> <ul> <li>Product Range: 2183Y Series</li> <li>No. of Cores: 3 Core</li> <li>Reel Length (Metric): 10m</li> <li>Reel Length (Imperial): 328ft</li> <li>Conductor Material: Copper</li> <li>Sleeve Material: PVC</li> <li>External Diameter: 0.75mm&sup2;=6.1mm</li> <li>Voltage Rating: 300V</li> <li>Sleeve Colour: White or Black</li> <li>No. of Max Strands x Strand Size: 16 x 0.2mm</li> <li>Conductor Area CSA: 0.5mm&sup2; / 0.75mm&sup2;</li> <li>BS6500 &amp; VDE approved.</li> </ul> | 7.39 | M10 | FVRATE20 | 1
Lab Equipment | B8R07050 | AA Battery Holder With Snap Terminal | <p>4 x AA battery holder moulded from black thermoplastic, with press stud (snap) terminals.</p> <ul> <li>Must be used with <strong>Zinc Chloride or Zinc Carbon</strong> Batteries - can be ordered using code B8R05409</li> <li><strong>The use of alkaline or rechargeable batteries is not recommended.</strong></li> <li>Other size holders are available.</li> <li>Total Voltage: 6V</li> </ul> <p>Size AA battery holder. Must be used with high powered <strong>Zinc Chloride or Zinc Carbon</strong> batteries - B8R05409.</p> <ul> <li>Cell Holders for 2 x AA, C and D batteries are also available.</li> </ul> | 0.59 | EA | FVRATE20 | 1
Lab Equipment | B8R07052 | Battery Snaps P50 | <p>9V PP3 battery clip with colour coded red and black 150mm wire leads, stripped and tinned 3mm. </p> <ul> <li>Pack of 50.</li> <li>Zinc Chloride 9V battery supplied available separately using code: B8R05410</li> </ul> | 5.49 | P50 | FVRATE20 | 1
Lab Equipment | B8R07053 | Stoppers Rubber One Hole Bottom Dia 40mm | <p>Best quality red rubber.&nbsp; Shore hardness in range 46-55.&nbsp; Bottom diameter moulded on top face.&nbsp; Resistant To Dilute Acid, Alkalis And Ammonia.</p> <ul> <li>Bottom Diameter: 40mm</li> <li>Top Diameter: 49.5mm</li> <li>Length: 40.5mm</li> <li>Temperature Range: -30&deg;C - 70&deg;C</li> <li>Hole Diameter: 5mm</li> <li>Pack of 10</li> </ul> <p>Size 40 stoppers are ideal to use with Pyrex Heavy Wall Filter Flasks 1000mL.</p> <p>Please note: Extreme care must be used when inserting glass into the holes in rubber stoppers.</p> | 28.55 | P10 | FVRATE20 | 1
Coaching & Resources | B8R07056 | High Pressure Pump | <p data-start="0" data-end="126">This High Pressure Pump inflates sports balls quickly and efficiently&mdash;an essential for your team kit. Durable and easy to use.</p> <ul data-start="128" data-end="300"> <li data-start="128" data-end="158"> <p data-start="130" data-end="158">Electric, 13amp, 240V plug</p> </li> <li data-start="159" data-end="199"> <p data-start="161" data-end="199">Max pressure: 60 psi (no oil needed)</p> </li> <li data-start="200" data-end="239"> <p data-start="202" data-end="239">Inflates a ball in about 30 seconds</p> </li> <li data-start="240" data-end="282"> <p data-start="242" data-end="282">Comes with 7mm and 5mm needle adaptors</p> </li> <li data-start="283" data-end="300"> <p data-start="285" data-end="300">Weight: 1.6kg</p> </li> </ul> <p data-start="302" data-end="316"><strong data-start="302" data-end="314">Use for:</strong></p> <ul data-start="317" data-end="469"> <li data-start="317" data-end="366"> <p data-start="319" data-end="366">Footballs, basketballs, rugby balls, and more</p> </li> <li data-start="367" data-end="393"> <p data-start="369" data-end="393">Team training sessions</p> </li> <li data-start="394" data-end="420"> <p data-start="396" data-end="420">Match day preparations</p> </li> <li data-start="421" data-end="469"> <p data-start="423" data-end="469">School and club sports equipment maintenance</p> </li> </ul> | 129.99 | EA | FVRATE20 | 1
Environmental Science | B8R07057 | Global Warming Poster | <p>A comprehensive and eye-catching review of the causes and effects of global warming, with photographic examples of human activities, environmental results and actions we can take to reduce the impact. The poster also features a clear diagram of the process of global warming. </p><p>Size: B1 - 1000 x 700mm. </p> | 13.45 | EA | FVRATE20 | 1
Lab Equipment | B8R07059 | Dune School Balance 300g x 0.01g | <p>The Adam Dune&trade; Portable Compact balances are ideal for very basic laboratory use. They are lightweight and portable, and are of an easy to clean, sturdy plastic construction. A good range of basic balances with simple operation.</p> <ul> <li>3 weighing units (g, lb, oz)</li> <li>Full range tare</li> <li>Zero tracking</li> <li>Large easy to read LCD display</li> <li>Overload protection helps avoid damaging the balance</li> <li>Colour-coded, sealed keypad suitable for users of all ages</li> <li>Durable enough for the classroom, and covered by a 2-year warranty<strong> </strong></li> <li>Lightweight and portable</li> <li>Simple user-friendly operation</li> <li>Precision load cell technology</li> <li>Splashproof to protect from accidental spills</li> <li>External calibration</li> <li>Low battery indication</li> <li>Auto sleep/power down function to save battery life</li> <li>Use either 6 AA batteries (not included) or the AC adapter supplied</li> </ul> | 109.95 | EA | FVRATE20 | 1
Lab Equipment | B8R07062 | Calibration Weight 1kg | <p>1kg Calibration Weight M1</p> <p>Individual weight is packaged in a plastic box.</p> <p>OIML weight sets are a complete set of test weight that can meet the requirements for testing to OIML standards. M1 weights offer the lowest accuracy but are more affordable and are ideal for lower cost items such as compact balances and bench scales.</p> | 61.95 | EA | FVRATE20 | 1
Lab Equipment | B8R07063 | MK Lab Balance 2000g x 0.01g | <p>The high precision, low cost MK Lab portable balances are designed to be easy to use with intuitive functions. The balances have a back-lit display and are of a modern compact design with built-in spirit level and levelling feet.</p> <ul> <li>3 weighing units (g, oz, Newtons)</li> <li>Can be stacked for storage and transportation</li> <li>Dual tare keys</li> <li>Overload protection</li> <li>ABS case with adjustable feet</li> <li>Auto power off</li> <li>Parts Counting</li> <li>Lock down mounting slot</li> <li>Capacity Tracker</li> <li>% Weighing</li> <li>Mains power adapter with optional AA batteries</li> <li>Power Supply: 100V AC - 250V AC</li> </ul> | 175.05 | EA | FVRATE20 | 1
Lab Equipment | B8R07064 | Dune School Balance 2000g x 0.1g | <p>The Adam Dune&trade; Portable Compact balances are ideal for very basic laboratory use. They are lightweight and portable, and are of an easy to clean, sturdy plastic construction. A good range of basic balances with simple operation.</p> <ul> <li>3 weighing units (g, lb, oz)</li> <li>Full range tare</li> <li>Zero tracking</li> <li>Large easy to read LCD display</li> <li>Overload protection helps avoid damaging the balance</li> <li>Colour-coded, sealed keypad suitable for users of all ages</li> <li>Durable enough for the classroom, and covered by a 2-year warranty<strong> </strong></li> <li>Lightweight and portable</li> <li>Simple user-friendly operation</li> <li>Precision load cell technology</li> <li>Splashproof to protect from accidental spills</li> <li>External calibration</li> <li>Low battery indication</li> <li>Auto sleep/power down function to save battery life</li> <li>Use either 6 AA batteries (not included) or the AC adapter supplied</li> </ul> | 106.49 | EA | FVRATE20 | 1
Collage & Craft Activities | B8R07066 | Cork Tops Pack 50 | <p>A selection of different sized and shaped craft corks, perfect for children's model making and more specialist craft projects. Each bag contains a varied assortment, giving you the flexibility to get creative without limiting yourself to to specific sizes or shapes. </p> <ul> <li>Shapes and sizes may vary.</li> <li> </li> </ul> | 6.99 | P50 | FVRATE20 | 1
Biology | B8R07067 | Microscope Slides Single Cavity 76x26mm | <p>Glass pre-washed microscope cavity slides with a 45&deg; grounded edge and a single cavity.</p> <ul> <li>Size: 76 x 26mm</li> <li>Thickness: 1.0 - 1.2mm</li> <li>Cavity Diameter: 15mm</li> <li>Cavity Depth: 0.2mm</li> <li>Single Cavity</li> <li>Pack of 50</li> </ul> | 13.95 | P50 | FVRATE20 | 1
Geography | B8R07068 | Philips Essentials School Atlas | <p>Philip's Essential School Atlas has been specially created for lower-secondary pupils. The maps have been carefully designed so they are uncluttered and easy to read, containing specially selected place names and detail. A clear set of symbols and scale information accompanies each map and there is a useful introductory section covering basic atlas skills, including aerial photographs and satellite images to further explain particular features on the maps.</p> <p>Fully up-to-date, the atlas comprises a 16-page UK and Ireland section and a 42-page World section.</p> | 10.99 | EA | FVRATE0 | 1
Primary Science | B8R07069 | Sound Investigation Kit | <p>This kit contains components to enable children working in small groups to attain a comprehensive understanding of the properties of sound.</p> <p>The worksheets offer guidance on more than 20 fun experiments that can be done with the kit, including the making of a telephone, a stethoscope and a guitar.</p> <p>This kit is housed in a sturdy colour coded tray for safe and convenient storage.</p> | 197.99 | EA | FVRATE20 | 1
Primary Science | B8R07070 | Changing Sounds Kit | <p>Based on QCA unit 5F for the following lessons:</p> <p>Making sounds visible, vibrations, watching sound travel, measuring vibration, which materials can sound travel through?, which material is the best for muffling sound?, what is pitch?, investigating pitch 1 and investigating pitch 2.</p> | 64.99 | EA | FVRATE20 | 1
Music | B8R07071 | Boomwhacker Chromatic Set | <p>C#, D#, F#, G# and A#. Use with the diatonic set to make a full chromatic scale. Set of 5.</p> | 22.99 | P 5 | FVRATE20 | 1
Music | B8R07072 | Boomwhacker Diatonic Set | <p>Natural notes only; C, D, E, F, G, A, B and C. Use with the chromatic set to make a full chromatic scale. Set of 8.</p> | 31.49 | P 8 | FVRATE20 | 1
Stationery Accessories | B8R07079 | Shatterproof 30cm-mm-in Asst Rulers P100 | <p>Marked and numbered in cm, mm and inches. Shatter resistant, bevelled edge. Assorted pack contains blue, green, red and yellow.</p> | 21.99 | PHA | FVRATE20 | 1
Design & Technology | B8R07087 | Twist Drill Set | <p>13 drill bits suitable for hand or electric drills. HSS with sizes from 1.5mm - 6.5mm diameter</p> | 14.49 | EA | FVRATE20 | 1
Physics | B8R07097 | Paper Tape 17mm Wide | <p>This 17mm wide Ticker Tape is suitable for use with Ticker Timer B8H31055</p> <ul> <li>Diameter: 17mm</li> <li>Length: 50M</li> <li>Non Self-Marking</li> </ul> | 10.15 | P10 | FVRATE20 | 1
Physics | B8R07098 | Paper Tape 16mm Wide | <p>This 15mm wide self-marking Ticker Timer Tape is for the Philip Harris Ticker Timer B8R06037</p> <ul> <li>Diameter: 15mm&nbsp;</li> <li>Length: 50m&nbsp;</li> <li>Self-Marking Tape</li> </ul> | 4.75 | EA | FVRATE20 | 1
Glassware, Plastics & Ceramics | B8R07101 | Burette Rotaflow Class B 50ml | <p>Class B glass burette with P.T.F.E. Rotaflow stopcock &amp; blue graduations.</p> <ul> <li>Capacity: 50ml</li> <li>Class B</li> <li>Graduations: 0.1ml</li> <li>Tolerance: +/-0.1ml</li> </ul> | 10.25 | EA | FVRATE20 | 1
Physics | B8R07106 | Component Investigation | <p>The Component Investigations Board has a selection of five different electrical components suitable for investigating current and voltage characteristics.&nbsp; The board is easy to connect and use and is ideal for student use in the classroom.&nbsp;</p> <p>The Component Investigations Board contains the following clearly labelled components:</p> <ul> <li>Bulb,</li> <li>Resistor,</li> <li>Silicon Diode,</li> <li>Zener Diode,</li> <li>LED&nbsp;</li> </ul> <p>The Component Investigation board is an ideal resource to use with the Philip Harris Component Tester (B8R07108).&nbsp;</p> <p>Typical VI Graphs which were produced using the Philip Harris Component Investigations board and the Philip Harris Component Tester can be found in the Documents Section.</p> | 22.15 | EA | FVRATE20 | 1
Physics | B8R07110 | Ripple Tank | <p>This high quality Ripple Tank from Optika combines ease of use with high visual resolution and responsiveness. The stroboscopic lamp is fitted with an extra-bright 3W LED, which is synchronised with the surface-wave generator. The control unit is equipped with a digital display and allows to set or to stop the synchronism of the vibrator with the lamp, the modulation of wave amplitude and its frequency. The vibrator is an electro-dynamic type.</p> <p>When used as a stroboscope, the extra-bright 3W LED light can be synchronised with the wave generator, allowing easy demonstration of standing waves etc.</p> <p>The apparatus comprises a 0-50Hz wave generator, electro-dynamic vibrator unit, 3W LED source with both strobe and steady modes, high quality metal frame with tank, mirror, screen, power supply, comprehensive notes and accessories.</p> <p>The apparatus includes a variety of dippers and accessories, allowing exploration of a wide range of wave phenomena, including wave propagation, reflection, refraction, interference patterns and standing waves.</p> <p>The tank is provided with two adjustable feet and with an easy to-use drain pipe ending with a tap.</p> <p>OPTIKA Ripple Tank has the following advantages:</p> <ul> <li>Simple to assemble</li> <li>Ease of carrying out the experiments</li> <li>Reliable and repeatable results</li> <li>Excellent visual resolution of the wave front</li> </ul> <p>Dimensions:</p> <ul> <li>Tank (overall): 30 x 30 cm</li> <li>Projection Screen (overall): 30 x 30 cm</li> </ul> <p>Ideal for:</p> <ul> <li>Superficial waves on water</li> <li>Wavefront</li> <li>Wavelength</li> <li>Propagation speed</li> <li>Reflection</li> <li>Refraction</li> <li>Interference</li> <li>Stationary waves</li> <li>Diffraction</li> <li>Huygens principle</li> </ul> | 599.99 | EA | FVRATE20 | 1
Physics | B8R07113 | Radiation Cans | <p>A set of three cans made from the same material but of different colours. If the cans are irradiated using a lamp it can be easily shown that black surfaces absorb heat energy better than lighter colours. If the lamp is switched off then the black flask will radiate heat more rapidly than the others. </p> <p>The experiment works first time, every time and your students will see clearly that the rate of absorption and radiation of heat energy for the black flask is greater than the other two. </p> <ul> <li>Dimensions: (D)53mm x (H)153mm.</li> </ul> <p>Also available to purchase as a pack of 15 (B8R07740). </p> | 29.79 | P 3 | FVRATE20 | 1
Environmental Science | B8R07119 | Mini Light Meter | <p>Equipped with photoelectric sensing technology, which can effectively represent light intensity with electrical signals, then processes data and displays the result on LCD. It is light weight, compact, ergonomic, and user friendly, making it a great tool for monitoring light intensity in schools and laboratories. Requires 3 x AAA 1.5V batteries (available separately).</p> <ul> <li>Can withstand the impact of landing from 1 meter height</li> <li>4 digits LCD display</li> <li>Advanced photosensitive sensing technology design that the product is more sensitive</li> <li>Real-time detection of environmental illuminance</li> <li>Illumination 0-9999 Lux/=10000 Lux 1 Lux/10 Lux &plusmn;(4%rdg+8dgts)/&plusmn;(5%rdg +10dgts) (regulate in the standard of 2856K colour temperature flat lamp) Note: 1FC=10.76 Lux</li> <li>Range 0-199999 Lux Auto-ranging</li> <li>Sampling Time 0.5s Refresh sampling in 0.5s</li> <li>Overload indication OL Shows "OL"</li> <li>MAX/MIN Measurement HOLD Shows "HOLD"</li> <li>Backlight BL Manually on and off</li> <li>Auto Power Off 5mins Automatically power off after 5mins without operation</li> <li>Low Battery 3.0 - 3.5V Shows low battery prompt when power is 3.0 - 3.5V</li> </ul> <p><strong>Specification:</strong></p> <ul> <li>Size: 160 x 50 x 28mm.</li> <li>Weight: 118g</li> <li>Accuracy: 0- 9999Lux, &plusmn;(4%rdg+ 8dgts) , 10,000Lux, &plusmn;(5%rdg+8dgts).</li> <li>Battery requirement: 1.5V batteries (AAA) x3</li> </ul> | 23.35 | EA | FVRATE20 | 1
Environmental Science | B8R07120 | Mini Anemometer | <p>The Anemometer is a mini wind speed and wind temperature tester. This light-weight device is equipped with the latest magnetic sensing technology which can directly display the air flow speed on the LCD display. It is a perfect tool for sport events, wind measurement, navigation, HVAC, and other areas.</p> <ul> <li>Requires 3 x AAA 1.5V batteries (not included, available separately).</li> <li>Dimensions: 160 x 50 x 28mm.</li> <li>Weight: 118g.</li> <li>Wind Speed Accuracy: &plusmn;5%, +0.5</li> <li>Temperature Accuracy: &plusmn;2&deg;C.</li> <li>Wind Speed: 0 - 30m/s 0.1m/s</li> <li>Temperature Range: -10 - 50&deg;C</li> <li>Beaufort Wind Scale: 14 - 122&deg;C, 0 ~ 12 level</li> <li>Sampling Rate: 2/s (sampling rate is twice per second)</li> <li>Overload Indication: OL Shows " OL"</li> <li>MAX/AVG MAX/AVG Shows "MAX/AVG"</li> <li>Data Hold HOLD Shows "HOLD"</li> <li>Backlight BL: Manually turn on or off</li> <li>Auto Power Off: 5mins (automatically power off after 5mins without operating)</li> <li>Low Battery 3.0 - 3.5V (shows low battery prompt when power is 3.0 - 3.5V)</li> <li>Wind Chill Notification: Windchill shows"windchill"</li> </ul> | 20.75 | EA | FVRATE20 | 1
Environmental Science | B8R07121 | Mini Sound Meter | <p>The Mini Sound Meter is designed to monitor sound quality in various environments. It can convert ambient sound into electrical signals, process data and displays results on LCD. It does not have traditional meter issues such as the meter being too large or complex and can constantly monitor ambient sound. It is light weight, compact, ergonomic, and user friendly, making it a great tool for monitoring noise levels in schools, and any other noise sensitive environments. It provides a stable and reliable performance. </p> <p><strong>Features:</strong> </p> <ul> <li>Wide measurement range from 30dB to 130dB. </li> <li> When measuring under MAX mode, the meter will only display the value greater than the current value; when measuring under MIN mode it will only display the value less than the current value. </li> <li> Fast and slow sampling rate for choice: 125ms or 1s. </li> <li> Data hold function, maximum and minimum value measurement. </li> <li> LCD display with backlight, convenient to use at night. </li> <li>Equipped with sponge ball.</li> </ul> <p><strong>Specifications:</strong> </p> <ul> <li>Display: 4 digits LCD, Max Display 9999</li> <li>Measuring Range: 30~130dB</li> <li>Sampling Rate: 125ms(fast mode) / 1s(slow mode)</li> <li>Operating Temperature: 30~40°C(<=80%RH)</li> <li>Storage Temperature: -20~60°C(<=80%RH)</li> <li>Altitude: Max.2000m</li> <li>Power Supply: 3 x 1.5V AAA Batteries(not included)</li> <li>Item Size: 14.5 x 5 x 2.5cm </li> <li>Item Weight: 78g </li> </ul> | 22.95 | EA | FVRATE20 | 1
Environmental Science | B8R07122 | Mini Temperature Humidity Meter | <p>A Mini Digital Temperature and Humidity Meter which adopts high-precision temperature humidity sensing module technology to sample, processes data, and displays results on the LCD. It uses a calibrated sensing module which reduces bias and increases accuracy. It is lightweight, compact, ergonomic, and user friendly, making it a great tool for education, and many other areas.</p> <ul> <li>Automatic inductive backlight, humanized design. Exquisite and compact, easy to carry and measure.</li> <li>temperature measurement can switch &deg; C/&deg; F.</li> <li>Maximum and minimum value display mode.</li> <li>Low power consumption chip design.</li> <li>Low battery power indication, automatic shutdown</li> <li>Humidity range &amp; accuracy: 0~99%RH ; &plusmn;5%RH(0~99%RH)</li> <li>Temperature range &amp; accuracy: -10~60&deg; C ; &plusmn;1.0&deg; C 14~140&deg; F; 0.2&deg; F; &plusmn;2.0&deg; F</li> <li>Sampling Rate: 0.5s</li> <li>Overload Indication: OL</li> <li>Data Hold: HOLD</li> <li>LCD Backlight: Yes</li> <li>Auto Power Off: 5min</li> <li>Low Battery Indication: 3.0~3.5V</li> <li>Battery: 4.5V</li> <li>Current Consumption working: =25mA</li> <li>Power off: =10uA</li> </ul> <p><strong>Key Functions: </strong></p> <ul> <li>ON/OFF (Bluetooth)</li> <li>Short press: power on/off</li> <li>Long press: convert to Bluetooth in the state of power-on</li> <li>MAX/MIN: Short press to switch between MAX/MIN/QUIT</li> <li>&deg; C/&deg; F: Short press to switch between&deg; C/&deg; F</li> <li>HOLD/BL: Short press to start data hold mode, long press to turn on/off backlight</li> </ul> <p><strong>Specifications: </strong></p> <ul> <li>Size: 13.8 x 5.3cm / 5.43 x 2.09inch</li> <li>Battery: 3 *AAA (Not included)</li> <li>Weight: 158g</li> </ul> | 22.75 | EA | FVRATE20 | 1
Lab Equipment | B8R07124 | Silicone Lab Mat - Purple | <p>The reversible Purple Lab Mat is an economical solution to help keep benchtops clean and safe from stains, spills and wear. Made from a durable FDA approved silicone material that creates a stain resistant washable working surface and easily rolls up for compact storage. </p> <p>The Lab Mat offers a large working surface that is anti-skid which when dealing with harsh chemicals and delicate glassware helps keep items in place and prohibits the lab mat from sliding out from underneath. The mat's surface is also noise dampening, reducing sound from the vibration of common benchtop equipment. </p> <p>Includes internal metal inserts to keep stir bars from wandering around the working surface and a lip design around the outer edge of the mat helps contain spillage that may occur when in use keeping benchtops safe and clean. </p> <ul> <li>Easily cleaned using any standard disinfectant by simply wiping it, or putting it in a dishwasher and it's ready for repeated use.</li> <li>Chemical resistant: it does not react with most chemicals.</li> <li>Heat resistant: It protects counter tops from hot items up to 200°C (392°F)</li> <li>Autoclavable at 121F for 15 minutes.</li> </ul> <p><strong>Dimensions:-</strong> </p> <ul> <li>Operating Temperature: -50°C to 200°C (-58°F to 392°F)</li> <li>Lip around the edge can hold approx. 300mL of liquid</li> <li>Size 350 x 600mm.</li> </ul> | 65.85 | EA | FVRATE20 | 1
Lab Equipment | B8R07127 | Gratnells Rover With Jumbo Trays Red | <p>Tough and practical, the Gratnells Rover has been designed to carry trays safely over any terrain and help you move heavy loads around with ease. Whether you need to move chemicals from the chem store to the prep room or lab equipment to a classroom on a different floor, the Rover is ideal for transporting anything you need, even up and down stairs. </p> <p>The Gratnells Rover is a heavy-duty metal trolley with pneumatic tyres, runners to hold Gratnells trays, PowerTrays or SmartCases and a strap to secure your trays for transportation. </p> <ul> <li>Stylish curved silver frame</li> <li>260mm pneumatic tyres for all terrains</li> <li>Five sets of runners allow a variety of possible tray combinations</li> <li>Strap to secure the trays and contents</li> <li>Supplied part assembled, some assembly required</li> <li>Comes complete with trays</li> </ul> <p><strong>Dimensions: </strong>Height 1170mm Width 560mm Depth 760mm </p> | 304.45 | EA | FVRATE20 | 1
Lab Equipment | B8R07128 | Gratnells Rover With Deep Trays Green | <p>Tough and practical, the Gratnells Rover has been designed to carry trays safely over any terrain and help you move heavy loads around with ease. Whether you need to move chemicals from the chem store to the prep room or lab equipment to a classroom on a different floor, the Rover is ideal for transporting anything you need, even up and down stairs. </p> <p>The Gratnells Rover is a heavy-duty metal trolley with pneumatic tyres, runners to hold Gratnells trays, PowerTrays or SmartCases and a strap to secure your trays for transportation. </p> <ul> <li>Stylish curved silver frame</li> <li>260mm pneumatic tyres for all terrains</li> <li>Five sets of runners allow a variety of possible tray combinations</li> <li>Strap to secure the trays and contents</li> <li>Supplied part assembled, some assembly required</li> <li>Comes complete with trays</li> </ul> <p><strong>Dimensions: </strong>Height 1170mm, Width 560mm, Depth 760mm </p> | 275.95 | EA | FVRATE20 | 1
Physics | B8R07130 | 2m Rubens Tube Without Amplifier | <p>Intended for teacher demonstrations only. The Rubens' Tube is a 2m long aluminium tube with a row of small holes drilled along the top and 20W loudspeaker mounted at one end.</p> <ul> <li>Full instructions included.</li> <li>Users will need a gas source (Natural or LPG) and a power signal generator to run the speaker.</li> <li>Speaker: 20W, 8&Omega;</li> <li>Gas supply Natural gas or Propane (40 millibar max)</li> </ul> | 311.05 | EA | FVRATE20 | 1
Physics | B8R07131 | Rubens Tube Pro 2 metre with Amplifier | <p>Intended for teacher demonstration use, the Rubens' Tube Pro is an exciting and very visual way to demonstrate the concept of a standing wave.</p> <p>By making measurements, it is also possible to calculate the speed of sound. The Rubens' Tube Pro has a built-in amplifier so it can be driven by a wide range of signal sources including phones and tablets.</p> <p>Specification:</p> <ul> <li>Length: 2m</li> <li>Speaker: 20W, 8&Omega;</li> <li>Amplifier: 7W mono</li> <li>Input sensitivity: 40mV</li> <li>Power supply: 15V 0.5A dc</li> <li>Gas supply: Natural gas or Propane (40 millibar max)</li> </ul> | 429.95 | EA | FVRATE20 | 1
Physics | B8R07132 | Vertical Wind Turbine Science Kit | <p>The Vertical Axis Wind Turbine Science Kit is a comprehensive wind energy kit which allows students to explore simple wind turbine designs using the three different blade position combinations. Students can also design their own blades.</p> <p>The kit comes with a complete curriculum on renewable energy with:</p> <ul> <li>Easy to follow experiment manual,</li> <li>Assembly guide,</li> <li>Background history on the technology.</li> </ul> <p>Components include:</p> <ul> <li>4 magnets</li> <li>4 blades</li> <li>1 LED Base</li> <li>Lower blade plate</li> <li>Upper blade plate</li> <li>Red and black wire</li> <li>1 Aluminium stator</li> <li>1 Aluminium rotor</li> <li>Blade Plate Lock</li> <li>1 Coil winding base</li> </ul> | 60.89 | EA | FVRATE20 | 1
Outdoor | B8R07133 | Bee And Bug Hotel | <p>The Bee and Bug Hotel is an attractive habitat which provides a home for solitary bees, ladybirds and other beneficial insects. </p> <p>H240 x W170 x L105mm. </p> | 24.99 | EA | FVRATE20 | 1
Chemistry | B8R07142 | Cresol Red - 5g | <p>Cresol Red Indicator - 5g</p> <ul> <li>CAS No: 1733-12-6</li> <li>EEC: 217-064-2</li> </ul> <p>Powdered indicator which can be made into an indicator solution.</p> | 6.2 | MGE | FVRATE20 | 1
Chemistry | B8R07143 | Methylated Spirit Industrial 98 99% 1l | <p><strong>Please Note: A license is required for schools to purchase more than 5 Litres per year of this item.&nbsp; If a license has already been supplied to us, no further action is required.</strong></p> <p><strong>If one has not been supplied, please send a copy to us before placing an order via enquiries@philipharris.co.uk </strong></p> <p><strong>School licenses can be obtained from HMRC.</strong></p> <ul> <li>Alternative Description: IMS, Industrial Methylated Spirits, IDA</li> <li>CAS No: 64-17-5</li> <li>Formula: CH3CH2OH</li> <li>Molecular Weight: 46.07</li> <li>Flash Point: 12&deg;C</li> <li>Hazard: H225</li> <li>Precaution: P210</li> </ul> | 8.35 | VLA | FVRATE20 | 1
Lab Equipment | B8R07149 | Experiment Lead Safety Plug and Socket | <p>Safety lead for use with EHT and HT power supplies ending in a 4mm safety-plug. Patch cord with multilam safety-plug / jack </p> <ul> <li>Length: 750mm</li> <li>Wire cross-section: 1 mm²</li> <li>Continuous current: max. 19 A</li> </ul> | 15.25 | EA | FVRATE20 | 1
Physics | B8R07150 | Plancks Contstant | <p>A new spin on the classic method of calculating Planck's constant, this apparatus provides a simple and effective means of studying the photoelectric effect, gaining a good value for h, and exploring basic quantum mechanics. Comprising a phototube and control unit with built-in voltmeter and nanoammeter, the apparatus can be used with three LEDs of known wavelength (included) to learn about the relationship between the energy of emitted electrons and the wavelength of incident radiation. Planck's constant can then be calculated approximately using the Planck-Einstein relation.</p> <p>The in-depth notes include explanations of a range of phenomena and theory associated with the photoelectric effect and Planck's work alongside the experimental methods.</p> <p>Includes:</p> <ul> <li>A phototube</li> <li>3 LEDs (green, red, and blue)</li> <li>Control unit</li> <li>Power supply</li> <li>Comprehensive teacher guide.</li> </ul> <p>Technical specifications:</p> <ul> <li>Power supply: 24V d.c.</li> <li>Voltmeter: 4 digits, sensitivity 2mV</li> <li>Ammeter: 4 digits, sensitivity 5nA</li> <li>Button to cut off current</li> <li>LED light adjustment: 0-100%</li> <li>Anodic tension adjustment</li> </ul> <p>Dimensions:</p> <ul> <li>Control station: 190mm x 130mm, 50 x 60mm</li> <li>Phototube base 130mm x 180mm x 150mm, 50mm</li> </ul> <p>Weight:</p> <ul> <li>Control station: 370g</li> <li>Phototube base: 560g</li> </ul> | 583.69 | EA | FVRATE20 | 1
Physics | B8R07151 | Van De Graaff Generator Dual Control | <p>This premium Van de Graaff Generator is designed to allow students to clearly see how this apparatus generates the electrostatic charge necessary to 'jump the gap'. The sphere can generate up to 200kV, and can be operated both manually and by a variable speed electric motor. Adjustable discharge sphere, electrostatic plume and electrostatic whirl are included.</p> <ul> <li>Belt housing is made out of Perspex, making the unit different to most VDGs.</li> <li>Compliant to EN61010: 2010: certificates available on request.</li> <li>Sphere Diameters: 225mm and 70mm</li> <li>Height: 650mm</li> <li>Base: 250mm x 350mm</li> </ul> | 469.85 | EA | FVRATE20 | 1
Glassware, Plastics & Ceramics | B8R07153 | Simax 2l Tall Form Beaker | <p>Tall Form Beaker, graduated. Made from borosilicate glass.</p> <ul> <li>Volume: 2000ml</li> <li>Dimensions: (D)120mm x (H)240mm</li> <li>Pack Size: Each</li> </ul> | 9.75 | EA | FVRATE20 | 1
Glassware, Plastics & Ceramics | B8R07154 | Simax Powder Funnel 60mm | <p> </p> <p>Simax® glass powder funnels are made from borosilicate glass which gives them excellent chemical resistance. They have a wide stem making the transfer of powders between vessels much easier. </p> <p> </p> | 13.39 | EA | FVRATE20 | 1
Glassware, Plastics & Ceramics | B8R07155 | Simax Powder Funnel 80mm | <p>Simax® glass powder funnels are made from borosilicate glass which gives them excellent chemical resistance. They have a wide stem making the transfer of powders between vessels much easier. </p> | 16.09 | EA | FVRATE20 | 1
Glassware, Plastics & Ceramics | B8R07156 | Simax Powder Funnel 100mm | <p>Simax® glass powder funnels are made from borosilicate glass which gives them excellent chemical resistance. They have a wide stem making the transfer of powders between vessels much easier. </p> | 19.59 | EA | FVRATE20 | 1
Primary Science | B8R07159 | Bag Of Bones | <p>Bag of Bones provides a perfect learning tool, with child-sized bones that attach to a back sheet so children can build their own skeleton.</p> <p>When finished, the back sheet quickly folds into a bag for ease of storage.</p> <p>The set includes 20 fabric bones, simple name labels, medical labels and a double-sided reference sheet.</p> <ul> <li>Size: 500mm x 1400mm</li> </ul> | 98.49 | PK | FVRATE20 | 1
Biology | B8R07166 | Documentary Analysis Kit | <p>Document Analysis Class Kit which provides an introduction to Forensic Chemistry.</p> <p><strong>Scenario</strong>: The school library's computers have been stolen. Left behind was a ransom note demanding money.</p> <p>Students can help to solve the crime using thin-layer chromatography to separate the ink on the ransom note and the ink found in markers tied to possible suspects. It may be possible to provide evidence as to whether or not the ransom note could have been written with a particular marker.</p> <p>Kit contains enough material for 15 groups. Teacher's Manual and Student Study Guide copy masters are included.</p> <p>Kit includes:</p> <ul> <li>3 felt tip markers</li> <li>15 x 30ml chromatography solvent UN1170</li> <li>15 silica gel chromatography sheets</li> <li>Capillary tubes</li> <li>Teacher's Manual</li> <li>Student Guide master copies</li> </ul> <p><strong>* Please Note: The tests included with this kit are suitable for use in schools.&nbsp; They are not suitable for diagnostic or commercial use*</strong></p> | 131.19 | PK | FVRATE20 | 1
Chemistry | B8R07167 | Vibrating Atoms Sel Assembly | <p>This Vibrating Atom Model Kit from Molymod allows construction of a model which visually demonstrates how the atoms making up a solid (e.g. a crystal) are held together by spring-like forces.</p> <p>Once constructed, hold the model at arm's length and shake lightly, and pupils will see the individual atoms vibrate and move independently due to the springs holding them together. They will also notice that they remain in the same formation within the model, as they do in a solid.</p> <p>Best used for demonstration purposes due to the ease with which the springs can be bent or misplaced.</p> <p>Self Assembly Required.</p> <p>Contents:</p> <ul> <li>9 White Ball Atoms</li> <li>54 Springs.</li> </ul> <p>Dimensions when constructed : 185mm x 185mm x 185 mm, 3 x 3 x 3 lattice.</p> | 25.29 | PK | FVRATE20 | 1
Chemistry | B8R07168 | Atomod 2 Organic Class Set | <p>The ATOMOD&trade;2 Organic can be used to make quality, colour-coded 3D models of different substances.</p> <p>This set enables each student to make models of water, ammonia, methane, carbon dioxide, alcohols, acids, esters, chloro-hydrocarbons, and many other substances. The models are easy to assemble and come complete with clearly illustrated instructions.</p> <p>Supplied in a plastic storage box, containing six separate bags of atoms and bonds.</p> <p>Contents:</p> <ul> <li>10 Hydrogen atoms, White, 1 hole</li> <li>4 Carbon atoms, Black, 4-hole</li> <li>2 Oxygen atom, Red, 2-hole</li> <li>3 Chlorine atoms, Green,1-hole</li> <li>1 Nitrogen atom, Blue, 4-hole</li> <li>20 Medium Grey Links</li> <li>4 Long Flexible Grey Links</li> </ul> | 45.69 | PK | FVRATE20 | 1
Chemistry | B8R07169 | Bright Atom | <p>A perfect hands-on illustration of atoms, ions, isotopes, and more from the award-winning Bright of Sweden.</p> <p>This kit enables students to develop understanding of atomic structure with this tactile model of Bohr's atomic model.</p> <p>Students manipulate plastic electrons and protons on the model's clearly outlined electron shells to make an atom, learning how particles are divided inside the atom.</p> <p>The double-sided model features an electron shell on each side, so students can construct two atoms at a time and visualise how ions are formed.</p> <p>Contents:</p> <ul> <li>30 protons</li> <li>30 neutrons</li> <li>30 electrons</li> </ul> <p>Supplied in a box, with lid. Atoms can be easily stacked for smart storage.</p> <ul> <li>Dimensions: 229mm (9") Diameter.</li> </ul> <p>Includes Lesson Plan.</p> | 35.45 | EA | FVRATE20 | 1
Chemistry | B8R07170 | Bright Teacher Atom | <p>BRIGHT Teacher Atom is the perfect demonstration model for your whiteboard.</p> <p>The unique, magnetic model is ideal for presenting the abstract concepts of atomic structure, isotopes and ions to the class.</p> <p>All parts of the product, except for the storage board, are magnetic and separated from each other, allowing you to use only the parts needed for each situation.</p> <p>Includes instruction sheet.</p> <p>Contents:</p> <ul> <li>2 atomic nuclei</li> <li>8 electron shells</li> <li>20 protons</li> <li>20 neutrons</li> <li>20 electrons</li> </ul> <p>Use it to demonstrate the formation of 2 atoms or 1 ion</p> <p>Easy, fun and efficient.</p> | 149.29 | EA | FVRATE20 | 1
Chemistry | B8R07171 | Bright Teacher Kit | <p>The BRIGHT Teacher Molecule Kit provides an innovative demonstration tool for the teacher and is perfect for whole-class teaching.</p> <p>The kit contains all you need to present the abstract concepts of atomic structure, molecular structure and chemical bonding all in one pack.</p> <ul> <li>The BRIGHT Teacher Atom helps you present the concept of atomic structure, isotopes and ions.</li> <li>The BRIGHT Teacher Molecule allows you to show a wide variety of molecules, chemical bonding and chemical reactions.</li> </ul> <p>Contents:</p> <ul> <li>1 x BRIGHT Teacher Atom</li> <li>1 x BRIGHT Teacher Molecule.</li> <li>Instruction Sheet.</li> </ul> | 236.65 | EA | FVRATE20 | 1
Chemistry | B8R07173 | Kevlar Woven Fabric 250 X 250mm | <p>Kevlar has many applications, ranging from bicycle tyres and racing sails to body armour because of its high strength-to-weight ratio. Famously 5 times stronger than steel on an equal weight basis. </p> | 6.09 | EA | FVRATE20 | 1
Design & Technology | B8R07186 | Craftwood Pack | <p>This pack contains over 100 pieces of craftwood in a variety of lengths and thicknesses.</p> <p>Pack contains:</p> <ul> <li>square cross- sections in jelutong 21 x (6 x 6mm), 20 x (8 x 8mm), 11 x (10 x 10mm), 11 x (12 x 12mm), 3 x (15 x 15mm);</li> <li>rectangular cross sections in jelutong 7 x (15 x 6mm), 10 x (15 x 8mm), 5 x (18 x 8mm), 3 x (45 x 8mm), 5 x (34 x 8mm), 2 x (34 x 12mm);</li> <li>plywood (long grain) in birch or beech 5 x (72 x 4mm);</li> <li>perforated hardwood 2 x (72 x 4mm) and dowel rod in ramin 5 x (3 mm), 13 x (4mm), 9 x (6mm), 3 x (8mm) 1 x (10mm) 2 x (13mm), 1 x (16mm).</li> </ul> | 92.99 | PK | FVRATE20 | 1
Paper & Card | B8R07188 | Remnant Paper Pack | <p>The ultimate value paper pack at outstanding value! The Remnant Coloured Paper Pack is 18kg box of paper in assorted colours of high quality Construction Paper. Colours, weights and sizes will vary.</p> <ul> <li>Great sugar paper alternative.</li> <li>Brightly coloured, smooth textured and strong fibres in every sheet.</li> <li>Cuts clearly &amp; folds evenly without cracking.</li> <li>Perfect for modelling products.</li> </ul> | 52.49 | EA | FVRATE20 | 1
Glues & Adhesives | B8R07189 | Uhu All Purpose Glue 35ml | <p>UHU&reg; All Purpose Adhesive is a proven liquid synthetic resin adhesive for fast and crystal-clear bonds. Suitable for universal applications at school, in the office, for modelling, or crafts. Glues various materials rapidly and durably. Once applied, the glue remains temporarily adjustable and does not wrinkle paper.</p> <ul> <li>Liquid.</li> <li>Crystal-clear.</li> <li>Fast drying.</li> <li>Temporarily adjustable.</li> <li>Does not wrinkle paper.</li> <li>Size - 35g/35ml tube.</li> <li>Store in a dry, cool, and frost-free place.</li> </ul> <p>Contains volatile, highly inflammable solvents. Appropriate precautions should therefore be taken during storage or when working with the adhesive.</p> | 2.59 | EA | FVRATE20 | 1
Biology | B8R07204 | Unheated Propagator 380mm | <p>Give your plants a helping hand with our high quality unheated propagators. The lightweight crystal clear cover has adjustable ventilation making it easy to control the airflow to young plants. The gravel base tray holds a selection of pots in this specially designed growing space.</p> | 8.09 | EA | FVRATE20 | 1
Appliances | B8R07206 | Hood Mounted Filtration Cabinet | <p>The BV100H - A1 Re-circulatory Spray Booth is a general purpose hood mounted filtration cabinet and workstation for light aerosol spray and airbrush use and fume/vapour absorption and dilution. It has a big working space, and can accommodate up to an A1 size artwork, as well as prototypes, scale models, ceramics, PCBs and more.</p> <p>It will extract fumes and filter particles created by:</p> <ul> <li>Aerosol Adhesives</li> <li>Lacquers</li> <li>Fixatives</li> <li>Airbrush Sprays</li> <li>Solders</li> <li>Light Grinding</li> </ul> <p>Key Features</p> <ul> <li>A2 or A1 drawing boards can be placed into the hoods at an angle for efficient overspray capture.</li> <li>The workstation hood also accommodates prototypes, models, ceramic parts, PCBs etc, placed onto the hood base to be sprayed, soldered, cleaned, glued, moulded, sanded etc.</li> </ul> <p>What's included with the BV100H?</p> <ul> <li>BV100H Filter unit with 2 axial fans</li> <li>Hood Enclosure</li> <li>1 x Particulate filter IFA2</li> <li>1 x Charcoal Impregnated fibre filter CHA2</li> <li>Power Lead</li> <li>Data/Warranty Booklet</li> </ul> <p>All BenchVent filtration and extraction systems carry a lifetime guarantee.</p> <p>Specification:</p> <ul> <li>Dimensions: 960x660x620 (wxhxd) [internal] 960x740x720 (wxhxd) [overall]</li> <li>Weight:- 125KG</li> <li>Air Volume at Free Air - 650 m3/hr</li> <li>Ave. Air Velocity at Filter Face - 0.50 m/sec</li> <li>Ave. Air Velocity at Hood Face - 0.25 m/sec</li> <li>Fan Motor Spec - 230V, 50Hz, 80W, 115V 60Hz 85W</li> <li>Filters - Particle Filter - IFA2, Charcoal Filter -CHA2, Filter Kit - FKA2</li> <li>Noise Level LAeq dB(A) - 61 db(A)</li> </ul> | 1104.69 | EA | FVRATE20 | 1
Appliances | B8R07207 | Benchtop Extraction Unit And Shield | <p>The BenchVent BV300S-D is an A3 Extraction Unit for aerosols, airbrushes and more. It's also well suited to extracting solder fumes, general solvent vapours and gases to atmosphere. It's design also means it can be used for dust extraction (from grinding etc.) as well as general particulates and powders. Because the BV300S-D is an extraction unit it comes complete with the Flexi-Duct to atmosphere extraction fittings. The Flexi-duct can be fixed to a standard domestic vent or simply placed through a partially open window to facilitate portability or convenience. <strong>This is an extraction unit i.e. all odours and gases and extracted to atmosphere.</strong> </p> <p><strong>What's included with the BV300S-D?</strong> </p> <ul> <li>Filter unit with fan and 2mtrs flexi-duct</li> <li>Spray Shield</li> <li>1 x Particulate filter</li> <li>Power Lead</li> <li>Data/Warranty Booklet</li> </ul> <p><strong>Key Features:</strong> </p> <ul> <li>Replaceable plastic spray/fume shield</li> <li>Carry handle</li> <li>Can be assembled in seconds</li> </ul> <p>This unit can be used in two positions: Horizontal position (For Spray Mount, aerosol lacquers and fixatives etc. applied to artwork placed onto the filter. Accommodates artwork up to A3 size.) and Vertical position (For model sprays and airbrush use, light grinding particles (not sparking), solder fume extraction, general solvent and gas extraction) </p> <p>The design of this unit makes it ideal for applications that include filtration and removal of: </p> <ul> <li>Aerosol paints</li> <li>Lacquers</li> <li>Adhesives (glue booth for Spray Mount)</li> <li>Airbrush over-spray</li> <li>Solder fume</li> <li>General solvent vapours and gases</li> <li>Grinding dusts</li> <li>General particulates</li> <li>Powders</li> <li>and more...</li> </ul> <p> </p> Dimensions and Specification: <ul> <li><strong>External dimensions (W x H x D):</strong> 505 x 390 x 430</li> <li>Steel construction finished in dove grey</li> <li>Plastic replaceable spray/fume shield</li> <li>Particulate filter</li> <li>Centrifugal blower</li> <li>External rotor</li> <li>Brushless motor type</li> <li>UL, VDE and CSA approved</li> <li>Sealed electrical wiring and switch</li> <li>Downstream of filter</li> <li>Flexi-duct 2 metres x 100 mm dia</li> <li>Carry handle</li> </ul> <p>All BenchVent filtration and extraction units come with a <strong>lifetime guarantee</strong>, are quiet in operation and are extremely quick to get up and running. All that's required is to place the extraction unit on a desk or trolley and simply plug it in and switch on. Because the BV300S-D is an extraction unit it comes complete with our Flexi-Duct to atmosphere extraction fittings. The Flexi-duct can be fixed to a standard domestic vent or simply placed through a partially open window to facilitate portability or convenience. </p> | 352.45 | EA | FVRATE20 | 1
Appliances | B8R07208 | Hood Mounted Benchtop Extraction Cabinet | <p>The BenchVent BV200H-D A2 ducted hood mounted extraction cabinet is a general purpose workstation for light aerosol spray and airbrush use. It is designed to capture dust and eliminate fumes/vapours for a safer working environment that meets the CoSHH regulations. </p> <p>The workstation hood also accommodates prototypes, models, ceramic parts, PCBs etc, placed onto the hood base to be sprayed, soldered, cleaned, glued, moulded or sanded etc. This unit is designed for immediate operator protection whereby 'large' particulates (5 microns) are filtered out and 'fine' particulates (5 microns) together with odours, gases, vapours and fumes within the hood enclosure are exhausted to atmosphere via the flexi-duct. </p> <p><strong>What's included in the BV200H-D?</strong> </p> <ul> <li>Filter unit with fan(s)</li> <li>Hood Enclosure</li> <li>1 x Particulate filter</li> <li>Power Lead</li> <li>Data/Warranty Booklet</li> </ul> Application includes filtration of: <ul> <li>Aerosol adhesives (glue booth for Spray Mount)</li> <li>Aerosol lacquers and fixatives</li> <li>Airbrush sprays applied to artwork up to A1 size. A2 or A1 drawing boards can be placed into the hoods at an angle for efficient overspray capture.</li> </ul> <p><strong>Key Features:</strong> </p> <ul> <li>355m³/hr air volume suitable for a wide range of extraction applications</li> <li>Built with a centrifugal blower via a three stage graduated fibre particulate filter complete with a high particle holding capacity, ensuring long filter life</li> <li>Carry handle to aid with portability</li> </ul> <p>All BenchVent filtration and extraction systems carry a <strong>lifetime guarantee</strong>, are quiet in operation and can be assembled in seconds. Place onto a desk, bench or trolley and then simply plug in and switch on. For artwork applications, standard A2 drawing boards can be placed within the hood enclosure. </p> <p>The boards fit at an angle for efficient over-spray capture. 3D items, models, printed circuit boards etc. may be placed onto the hood base for spraying, cleaning, sanding, gluing etc. The Flexi-duct can be fixed to a standard domestic vent or simply placed through a partially open window to facilitate portability or convenience. </p> | 934.59 | EA | FVRATE20 | 1
Appliances | B8R07209 | Hood Mounted Benchtop Extraction Cabinet | <p>The BenchVent BV100H-D is ideal for applications that include filtration of aerosol adhesives (glue booth for spray mounts), aerosol lacquers and fixatives and airbrush sprays applied to artwork up to A1 size. A1 drawing boards can be placed into the hoods at an angle for efficient overspray capture. The workstation hood also accommodates prototypes, models, ceramic parts, PCB's etc, placed onto the hood base to be sprayed, soldered, cleaned, glued, moulded, sanded etc.</p> <p>This A1 hood mounted extraction cabinet captures, filters and expels within art, graphics, design technology areas to ensure that model makers, hobbyists, students or employees can operate in a safe working environment free of particulates.</p> <p><strong>What's included with the BV100H-D?</strong></p> <ul> <li>BV100H-D Filter unit with 2 centrifugal fans</li> <li>Hood Enclosure</li> <li>2 x 2m Flexi-Ducts - 100mm diameter</li> <li>1 x Particulate filter IFA2</li> <li>Power Lead</li> <li>Data/Warranty Booklet</li> </ul> <p>These cabinets are designed for studio / classroom / workshop cleanliness and for immediate operator protection whereby 'large' particulates ( 5 microns) are filtered out and 'fine' particulates (5 microns) together with odours, gases, vapours and fumes within the hood enclosure are exhausted to atmosphere via the flexi-duct(s).</p> <p><strong>Key Features</strong></p> <p>For artwork applications, standard A1 drawing boards can be placed within the hood enclosure. The boards fit at an angle for efficient overspray capture.</p> <p>3D items, models, printed circuit boards etc. may be placed onto the hood base for spraying, cleaning, sanding, gluing etc. The Flexi-ducts can be fixed to a standard domestic vent(s) or simply placed through a partially open window to facilitate portability or convenience.</p> <p>With the aid of a "Y" piece the 2 ducts can be placed through one hole in the wall.</p> <p>The BV100H-D hood mounted extraction unit, like all BenchVent filtration and extraction systems carries a <strong>lifetime guarantee.</strong></p> <p>The unit has been designed to make sure it's quiet in operation and can be assembled in seconds. Simply place onto a desk, bench or trolley and then plug in and switch on to start extracting particulates from applications like glue overspray and aerosol adhesives.</p> | 1252.75 | EA | FVRATE20 | 1
Physics | B8R07210 | National Grid | <p>The National Grid Demonstration is an extremely safe way to demonstrate the advantages of distributing power at high voltages.</p> <p>The demonstration is made up of two step up/down transformers that are used to transform the 12V ac from a school power supply to 115V (nominal). The 2 meter transmission line can be connected to either the low or high voltage connectors on the transformer.</p> <p>The mounted bulb glows brightly when using the High Voltage connection and only dimly when the Low Voltage connection is used. Two sockets are provided to allow the high voltage to be measured safely using internal resistors to divide down the voltage to a safe level. The high voltage output is protected by an interlock that ensures that the high voltage is only enabled once the transmission line has been connected to the high voltage connector. Both ends of the transmission line are touch proof and use BS EN61010:2010 compliant connectors. Two fibre glass pylons are also included to support the transmission line.</p> <p>The National Grid Demonstration has been designed to prevent any access to hazardous voltages and is safe for students to use under supervision.</p> <p>Using an a.c. Voltmeter and Ammeter, it is possible to make some quantitative measurements. With some simple measurements students can confirm that the low voltage and high voltage transmission line resistance is the same. Input power and output power can be measured and the power lost found for the low and high voltage connection.</p> <p>The National Grid Demonstration comes with a detailed manual that includes step by step instructions and a discussion of other losses that that can occur in the system.</p> <p><em><strong>Please note: The National Grid Model does not include a Power Supply.&nbsp;&nbsp;</strong></em></p> | 224.95 | EA | FVRATE20 | 1
Physics | B8R07211 | Uvc Bulb | <p>The UVC bulb is a replacement for the bulb supplied with the UVC Lamp (B8R07212). </p> <p>Technical Specification: </p> <ul> <li>Wattage: 3W</li> <li>Spectral peak: 253.7nm</li> <li>UV output: 0.16W</li> <li>UV micro watts: 1.7 µW/cm² at 1m</li> <li>Average Life: 3000 hours</li> </ul> | 24.25 | EA | FVRATE20 | 1
Physics | B8R07212 | Uvc Lamp With Bulb | <p>The UVC lamp is primarily intended to demonstrate the photoelectric effect using a zinc plate and gold leaf electroscope. The lamp emits UVC light with a peak wavelength of 253.7nm and must not be used as a general-purpose UV light source. This lamp is an excellent replacement for the now obsolete Philips TUV6 lamp. The UVC bulb is housed in a robust Aluminium extrusion and is supplied with a 24V d.c. power supply. </p> <p>Technical Specification: </p> <p>Lamp: </p> <ul> <li>Wattage: 3W</li> <li>Spectral peak: 253.7nm</li> <li>UV output: 0.16W</li> <li>UV micro watts: 1.7 µW/cm² at 1m</li> <li>Average Life: 3000 hours</li> </ul> <p>Power Supply: </p> <ul> <li>Input: 230V a.c. 50/60 Hz</li> <li>Output: 24V d.c. 0.75A (centre +ve)</li> </ul> <p>Replacement bulbs are also available separately (B8R07211) </p> | 143.95 | EA | FVRATE20 | 1
Glues & Adhesives | B8R07213 | Cm Pva Red Label 5l | <p>Our Classmates Red Label PVA Glue is a multipurpose PVA adhesive with strong bonding properties. It can be used as a craft and painting medium and is ideal for use with fabric, board, and collage materials.</p> <ul> <li>Strong Craft Adhesive with excellent holding quality.</li> <li>Dries to a clear finish.</li> <li>Phthalate free.</li> <li>Wheat &amp; Gluten free.</li> </ul> <p>During all creative activity, we recommend that children wear aprons and that furnishings are covered.</p> | 13.39 | EA | FVRATE20 | 1
Appliances | B8R07215 | Hood Mounted Benchtop Filtration Cabinet | <p>The BV930H-C is the same as BV660H-C but 930mm wide, includes bigger filters, 2 fans and is dual speed.</p> <p>It is large dual-speed hood mounted filtration cabinet with high-efficiency carbon filter. It is designed to offer local exhaust ventilation for large projects, and immediate operator protection when external venting isn't possible.</p> <p>Additionally, the BV930H-C also provides operators with a safe workstation for handling potential harmful chemicals. All processes is done within the hood enclosure in front of the the intake filter area.</p> <p>For artwork applications, the enclosure can accommodate a standard A1 drawing boards, which will sit at an angle so the unit captures the overspray efficiently, keeping the surrounding working area clean.</p> <p>This unit is suitable for use in dental &amp; medical laboratories, pharmaceutical labs, school science laboratories, design and research laboratories and electronic manufacturing.</p> <p>The BV930H-C is suitable to filter fumes, vapours and particulates from:</p> <ul> <li>Spray Adhesives</li> <li>Conformal coatings (thin polymer film usually used to coat circuit boards)</li> <li>Paints</li> <li>Monomers</li> <li>Resin</li> <li>Sealants</li> <li>Solders</li> <li>Light Grinding</li> <li>Organic Solvents</li> <li>Cleaners</li> <li>Other hazardous powders and particulates</li> </ul> <p>Key Features</p> <ul> <li>Quiet in operation</li> <li>Can be assembled in seconds. Place onto a desk, bench or trolley and then simply plug in and switch on.</li> <li>Steel construction finished in dove grey - fan/filter unit mounted onto hood enclosure complete with clear polycarbonate panel and hood lighting</li> <li>particulate (intake) filter</li> <li>bonded carbon filter</li> <li>2 x centrifugal blowers</li> <li>External rotor motor (brushless, UL, VDE and CSA approved)</li> <li>Sealed electricals, downstream of filters.</li> </ul> <p>Dimensions:</p> <ul> <li>960 x 660 x 620 (wxhxd) [internal]</li> <li>960 x 740 x 720 (wxhxd) [overall]</li> </ul> <p><strong>What's included with the BV930H-C</strong></p> <ul> <li>Filter unit with 2x Centrifugal fans</li> <li>Hood Enclosure</li> <li>Hood Light</li> <li>Poly-carbonate hinged front panel</li> <li>1 x Particulate filter</li> <li>1 x Activated Carbon Filter</li> <li>Power Lead</li> <li>Data/Warranty Booklet</li> </ul> <p>Lifetime Guarantee</p> <p>All BenchVent filtration and extraction systems carry a lifetime guarantee.</p> | 2048.09 | EA | FVRATE20 | 1
Appliances | B8R07216 | Hood Mounted Benchtop Extraction Cabinet | <p>Same as the BV660H-D but 930mm wide, contains a larger filter, two fans. Also single speed. </p> <p>The BenchVent BV930H-D is a large ducted hood mounted local extraction cabinet designed specifically for laboratories. It is commonly used in dental & medical labs, pharmaceutical laboratories, research & development and school science laboratories. </p> <p>This unit exhausts air through a flexi-duct externally to the atmosphere. Although, it's a ducted fume extractor, you don't need to have a special vent to use the BV930H-D. Its flexi-ducts can be fitted to a normal domestic vent or placed on a partially opened window. (We would recommend either one hole per duct or, if combining into on outlet, the outlet should be 150mm diameter) </p> <p>The BV930H-D also provides operators with a safe workstation, as handling of all the potential harmful chemicals is done within the hood enclosure in front of the the intake filter area. For artwork applications, the enclosure can accommodate a standard A1 drawing boards, which will fit at an angle so the unit captures the over-spray efficiently, keeping the surrounding working area clean. </p> <p>The BV930H-D fume cabinet is designed for immediate operator protection . If outside venting isn't possible, BenchVent also offers re-circulatory fume cabinets such as the BV660H-C and BV930H-C. Both units have higher filtration specifications. </p> <p>The BV930H-D is suitable to filter fumes, vapours and particulates from: </p> <ul> <li>Spray Adhesives</li> <li>Conformal coatings (thin polymer film usually used to coat circuit boards)</li> <li>Paints</li> <li>Monomers</li> <li>Resin</li> <li>Sealants</li> <li>Solders</li> <li>Light Grinding</li> <li>Organic Solvents</li> <li>Cleaners</li> <li>Hazardous powders & particulates</li> </ul> What's included with the BV930H-D? <ul> <li>Filter unit with 2 x centrifugal fans</li> <li>Hood Enclosure</li> <li>Hood Light</li> <li>Polycarbonate hinged front panel</li> <li>2 x 2mtrs flexi-duct - 100mm diameter</li> <li>Particulate filter</li> <li>Power Lead</li> <li>Data/Warranty Booklet</li> </ul> Lifetime Guarantee <p>All BenchVent filtration and extraction systems carry a lifetime guarantee. </p> | 1979.65 | EA | FVRATE20 | 1
Appliances | B8R07218 | Benchtop Filtration Cabinet With Shield | <p>The BenchVent BV500S-C, a high-efficiency filter cabinet with acrylic capture shield to contain and filter within dental labs, electronic design, pharmaceutical labs, and classroom environments.</p> <p>What's included with BV500S-C?</p> <ul> <li>Filter unit with centrifugal fan</li> <li>Acrylic Spray Shield</li> <li>1 x Particulate filter</li> <li>1 x Activated Carbon filter</li> <li>Power Lead</li> <li>Data/Warranty Booklet</li> </ul> <p>What application is this filter cabinet used for?</p> <p>The BV500S-C is suitable for use in numerous situations where external venting is impractical but where contaminant capture and filtration is necessary. This includes the filtration of fumes, vapour and particulates emanating from: Monomers, adhesives, hazardous powders/particulates, conformal coatings, resins, sealants, solders, light grinding particles and dusts, organic solvents etc.</p> <p>The folding PETG shield can be stored if not required thus reducing the unit footprint considerably. Handling and / or use of potentially harmful substances is carried out in front of the intake filter area. Cleaned air is vented to the top rear of the units.</p> <p>Key Features:</p> <ul> <li>Folding clear PETG plastic fume shield</li> <li>Carry handle</li> <li>Sturdy steel construction</li> </ul> <p>Lifetime Guarantee</p> <p>All BenchVent filtration and extraction systems carry a lifetime warranty, are quiet in operation and can be assembled in seconds. Place onto a desk, bench or trolley and then simply plug in and switch on.</p> | 2651.19 | EA | FVRATE20 | 1
Appliances | B8R07219 | Benchtop Filtration Cabinet With Shield | <p>Same as the BV500S-C but 700mm wide, a bigger filter, two fans and is dual speed.</p> <p>The BenchVent BV700S-C; a large dual-speed high-efficiency filter cabinet with clear acrylic capture shield to contain and filter for a cleaner, healthier working environment. The high quality and high performance design sees the BV700S-C in operation in dental labs, electronic design &amp; rework, pharmaceutical labs and design &amp; technology environments. It also suitable for use in the education sector.</p> <p>What's included with the BV700S-C?</p> <ul> <li>Filter unit with 2x Centrifugal blowers</li> <li>Clear Acrylic Spray Shield for enhanced visibility</li> <li>Particulate filter</li> <li>1 x Activated Carbon filter</li> <li>Power Lead</li> <li>Data/Warranty Booklet</li> </ul> <p>Where can the BV700S-C filtration cabinet be used?</p> <p>The BV700S-C has been designed so it can be used in numerous situations where external venting is impractical but where contaminant capture, containment and filtration is necessary. It's small footprint makes it ideal for the active filtration of fumes, vapour and particulates emanating from: monomers, adhesives, hazardous powders/particulates, conformal coatings, resins, sealants, solders, light grinding particles and dusts, organic solvents etc.</p> <p>These units are designed for immediate operator protection from concentrations of airborne contaminants whereby gases, fumes, vapours and particulates at the front of the unit are drawn into the intake filter. Cleaned air is exhausted to the top rear of the cabinet.</p> <p>The folding PETG shield can be stored if not required thus reducing the unit footprint considerably. Handling and/or use of potentially harmful substances is carried out in front of the intake filter area. Cleaned air is vented to the top rear of the units.</p> <p>Key Features</p> <ul> <li>Dual airspeed function to facilitate higher vapour adsorption</li> <li>Carry handles</li> <li>Can be assembled in seconds</li> <li>Low noise level</li> <li>Can be assembled in seconds; place onto a desk, bench or trolley and then simply plug in and switch on</li> </ul> <p>Lifetime Guarantee on this Benchtop Filter Cabinet</p> <p>All BenchVent filtration and extraction are made to the highest quality possible and that's backed up by our <strong>lifetime guarantee</strong>; giving our customers total piece of mind when it comes to investing in their filtration and extraction needs.</p> | 1797.85 | EA | FVRATE20 | 1
Appliances | B8R07220 | Filters Pack 6 | <p>Pack of 6 particle filters IFA3P for general spray and dust particle capture.</p> <p>Compatible with the following Bench Vent Units:</p> <ul> <li>BV300S</li> <li>BV200H</li> <li>BV200H-D - B8R07208</li> <li>BV300S-D - B8R07207</li> <li>BV500S-D&nbsp;</li> <li>BV660H-C</li> <li>BV660H-D</li> </ul> <p>Dimensions:</p> <ul> <li>495x372x23mm</li> </ul> | 132.89 | P 6 | FVRATE20 | 1
Appliances | B8R07221 | Filters Pack 6 | <p>Pack of 6 particle filters IFA2P for general spray and dust particle capture.</p> <p>Compatible with the following Bench Vent Units:</p> <ul> <li>BV100H Hooded Re-circulatory Spray Booth - B8R07206</li> <li>BV100H-D Ducted Spray Booth - B8R07209&nbsp;</li> <li>BV930H-C Dual Speed Re-circulating Fume Cabinet&nbsp;- B8R07215</li> <li>BV930H-D Hood Mounted Ducted LEV Unit with Light - B8R07216</li> <li>BV700S-C Dual Speed Filter Cabinet - B8R07219</li> </ul> <p>Dimensions:</p> <ul> <li>705 x 502 x 47mm</li> </ul> | 102.45 | P 6 | FVRATE20 | 1
Appliances | B8R07222 | Filter Kit | <p>Replacement Filters: Particle and Impregnated Charcoal Filter Kit: FKA3&nbsp;</p> <p>Contains: 3 x IFA3 particulate filters and 1 x CHA3 Charcoal filter designed for containment of particulate overspray and low level solvent odour.</p> <ul> <li>Suitable for use with the Bench Vent units BV300S and BV200H</li> </ul> <p>Dimensions:</p> <ul> <li>IFA3 Particulate Filters - 495 x 372 x 23mm</li> <li>CHA3 Charcoal Filters - 495 x 372 x 15mm</li> </ul> | 99.45 | EA | FVRATE20 | 1
Appliances | B8R07224 | Carbon Filter | <p>Heavy duty activated carbon filter for gas and solvent removal.</p> <p><strong>For use with the following units:</strong></p> <ul> <li>B8R07215: BV930H-C Dual Speed Recirculating Fume Cabinet&nbsp;</li> <li>B8R07219: BV700S-C Dual Speed Filter Cabinet&nbsp;</li> </ul> <p>Dimensions: 585 x 450 x 47mm</p> | 176.35 | EA | FVRATE20 | 1
Appliances | B8R07225 | Carbon Filter | <p>High capacity activated carbon filter for gas and solvent capture.</p> <p><strong>For use with the following unit:</strong>&nbsp;&nbsp;</p> <ul> <li>B8R07218: BV500S-C High Efficiency Filter Cabinet,<strong></strong></li> </ul> <p>Dimensions: 405 x 320 x 47mm</p> | 180.69 | EA | FVRATE20 | 1
Lab Equipment | B8R07226 | Hanger For 1kg Slotted Mass | <p>Spare zinc plated steel mass hangers for 1KG Slotted Masses (B8A73088)</p> <ul> <li>Mass: 100g</li> <li>Pack of 5</li> <li>Diameter: 60mm</li> <li>Hanger Height: 126mm</li> </ul> | 3.95 | EA | FVRATE20 | 1
Glassware, Plastics & Ceramics | B8R07227 | Burette Clamp | <p>Made from heavy casted alloy this metal burette clamp can be used to accommodate two burettes on one retort stand. </p> <p>It can also be used with a single burette. The height upon the retort stand is easily adjusted using the front screw. </p> | 6.75 | EA | FVRATE20 | 1
Lab Equipment | B8R07229 | Hexagonal Mass 100g | <p>Mild steel mass in shape of a hexagon with a ring in the middle for easy lifting.</p> <ul> <li>Weight: 100g</li> <li>Dimensions: 38mm Diameter, 11mm Thickness</li> </ul> | 2.65 | EA | FVRATE20 | 1
Lab Equipment | B8R07230 | Hexagonal Mass 500g | <p>Mild steel mass in shape of a hexagon with a ring in the middle for easy lifting.</p> <ul> <li>Weight: 500g</li> <li>Dimensions: 60mm Diameter, 22mm Thickness</li> </ul> | 3.15 | EA | FVRATE20 | 1
Lab Equipment | B8R07231 | Hexagonal Mass 1kg | <p>Mild steel mass in shape of a hexagon with a ring in the middle for easy lifting.</p> <ul> <li>Weight: 1KG</li> <li>Dimensions: 75mm Diameter, 25.5mm Thickness</li> </ul> | 4.25 | EA | FVRATE20 | 1
Lab Equipment | B8R07232 | Electrode Storage Bottles | <p>Prolong the life of an electrode with the appropriate hydration maintenance. After using your electrode, rinse off the probe with the recommended cleaner, blot with soft tissue paper, then pour 1 cm of HI-70300 (B8R06657, B8R06658) storage solution into the plastic storage cap. Place probe tip/bulb into the cap and tighten the threaded collar.</p> <p>These electrode storage caps are only suitable for use for pH electrodes with a 12mm stem diameter.</p> <p>Using the probe after storage:</p> <p>Remove the probe from the plastic storage tube by unscrewing the top collar to vent the cap before removing. Save cap and collar for further probe storage.</p> <p>Rinse off any storage solution or salts that may be on the glass body.</p> <p>Important tips:</p> <p>While performing maintenance and measurement, handle the probe with care. Do not drop on a hard surface as it will permanently damage the probe. During storage or transportation, utilise the storage cap to protect and keep the pH /tip bulb hydrated.</p> | 14.89 | P 5 | FVRATE20 | 1
Biology | B8R07236 | Philip Harri SFX-31 Stereo Microscope 40 | <p>Stereomicroscopy is easy with our Philip Harris range of Stereo microscopes. The Philip Harris SFX-31 Stereo microscope is a simple educational laboratory instrument that will allow the student to be completely in control and have fun investigating the microscopic world. A highly reliable instrument with solid construction. The internal NiMH rechargeable battery gives up to 8 hours use from a single charge. The time required for a full recharge is approximately 8 hours. Transmitted and Incident LED illumination of medium intensity.&nbsp;</p> <p>Stereo Microscopes are more suited to examining the surfaces of solid objects, such as rock and fossil samples, as opposed to prepared microscope slides.</p> <p>Accessories included:</p> <ul> <li>Power supply</li> <li>Instruction manual</li> <li>Dust cover</li> </ul> <p>Accessories available to purchase separately:</p> <ul> <li>Eyepiece WiFi Cameras (PP00050387 - USB, PP00050388 - Wireless)</li> <li>Eyepiece Micrometer ST005 (B8R06423)</li> <li>Stage Micrometer (B8A76119)</li> <li>Alcohol-free Antiseptic Wipes - for cleaning eyepieces between use (B8R08715)</li> <li>Lens Cleaning Tissue (PP00052867)</li> <li>Microscope Maintenance Kit (B8R07243)</li> </ul> <p><strong>Technical Specifications:</strong></p> <ul> <li>Total magnification: 20x - 40x selectable</li> <li>Eyepieces: Wide Field 10x/20mm with eyecups for protection</li> <li>Head: Binocular, 45&deg; inclined. Diopter adjustment on both eyepiece tubes. Interpupillary distance adjustable between 53mm and 75 mm</li> <li>Stand: Fixed focus mechanism</li> <li>Nosepiece: Turret type</li> <li>Objectives: 2x - 4x selectable. Working distance 57mm</li> <li>Stage: Black/white disc for contrast, and semi-transparent plastic disc for transmitted light with specimen clamps</li> <li>Focussing: Rack and pinion mechanism controlled by a pair of knobs placed on both sides of the microscope</li> <li>Illumination: Double adjustable illuminator for incident and transmitted light fitted with two high-efficiency 1 W LED light sources with internal rechargeable battery</li> <li>Voltage: External power supply 110/240 V, 50/60 Hz. Max. power 3W</li> <li>Dimensions: (H)288mm x (W)183mm (D)205mm</li> <li>Weight: 1.8 kg</li> <li>Age Suitability: 11 - 16 Years (also suitable for use in primary schools)</li> </ul> | 174.45 | EA | FVRATE20 | 1
Biology | B8R07238 | PHE SFX-51 Stereo Microscope LED 40x | <p>Stereomicroscopy is easy with our Philip Harris range of stereo microscopes. The Philip Harris SFX-51 Stereo microscope is a simple instrument that will allow the student to be completely in control and have fun investigating the microscopic world. A highly reliable instrument with solid construction. The internal NiMH rechargeable battery gives up to 8 hours use from a single charge. The time required for a full recharge is approximately 8 hours. Transmitted and Incident LED illumination of medium intensity.&nbsp;</p> <p>The SFX-51 also has a handle for ease of transportation and a touch controlled adjustable incident and transmitted illumination.&nbsp;</p> <p>Stereo Microscopes are more suited to examining solid objects, such as rock and fossil samples, as opposed to prepared microscope slides.</p> <p>Accessories included:</p> <ul> <li>Power supply</li> <li>Instruction manual</li> <li>Dust cover</li> </ul> <p>Accessories available to purchase separately:</p> <ul> <li>Eyepiece WiFi Cameras (PP00050387 - USB, PP00050388 - Wireless)</li> <li>Eyepiece Micrometer ST005 (B8R06423)</li> <li>Stage Micrometer (B8A76119)</li> <li>Alcohol-free Antiseptic Wipes - for cleaning eyepieces between use (B8R08715)</li> <li>Lens Cleaning Tissue (PP00052867)</li> <li>Microscope Maintenance Kit (B8R07243)</li> </ul> <p><strong>Technical Specifications:</strong></p> <ul> <li>Total magnification: 20x - 40x selectable</li> <li>Eyepieces: Wide Field 10x/20mm</li> <li>Head: Binocular, 45&deg; inclined 360&deg;C. Diopter adjustment on both eyepiece tubes. Interpupillary distance adjustable between 53mm and 75 mm</li> <li>Stand: Fixed with focus mechanism, with handle</li> <li>Objectives: 2x -4x selectable. Working distance 76mm</li> <li>Stage: Black/white disc for contrast, and semi-transparent plastic disc for transmitted light with specimen clamps</li> <li>Focussing: Rack and pinion mechanism controlled by a pair of knobs placed on both sides of the microscope</li> <li>Illumination: Double adjustable illuminator for incident and transmitted light fitted with two high-efficiency 1 W LED light sources with internal rechargeable battery. Touch brightness control</li> <li>Voltage: External power supply 110/240 V, 50/60 Hz. Max. power 3W</li> <li>Dimensions: (H)288mm x (W)183mm x (D)205mm</li> <li>Weight: 1.9 kg</li> <li>Age Suitability: 11 - 16 Years (also suitable for use in primary schools)</li> </ul> | 199.85 | EA | FVRATE20 | 1
Biology | B8R07239 | PHE SFX-91 Stereo microscope led 40x | <p>Stereomicroscopy is easy with our Philip Harris range of Stereo microscopes. The Philip Harris SFX-91 Stereo microscope is a simple instrument that will allow the student to be completely in control and have fun investigating the microscopic world. A highly reliable instrument with solid construction.The internal NiMH rechargeable battery gives up to 8 hours use from a single charge. The time required for a full recharge is approximately 8 hours. Transmitted and Incident LED illumination of medium intensity.&nbsp;</p> <p>The SFX-91 also has a handle for ease of transportation and a touch controlled adjustable incident and transmitted illumination.&nbsp;</p> <p>Stereo Microscopes are more suited to examining solid objects, such as rock and fossil samples, as opposed to prepared microscope slides.</p> <p>Accessories included:</p> <ul> <li>Power supply</li> <li>Instruction manual</li> <li>Dust cover</li> </ul> <p>Accessories available to purchase separately:</p> <ul> <li>Eyepiece WiFi Cameras (PP00050387 - USB, PP00050388 - Wireless)</li> <li>Eyepiece Micrometer ST005 (B8R06423)</li> <li>Stage Micrometer (B8A76119)</li> <li>Alcohol-free Antiseptic Wipes - for cleaning eyepieces between use (B8R08715)</li> <li>Lens Cleaning Tissue (PP00052867)</li> <li>Microscope Maintenance Kit (B8R07243)</li> </ul> <p><strong>Technical Specifications:</strong></p> <ul> <li>Total magnification: 10 x 20x 40x selectable</li> <li>Eyepieces: Wide Field 10x/20mm</li> <li>Head: Binocular, 45&deg; inclined. Diopter adjustment on both eyepiece tubes. Interpupillary distance adjustable between 53 and 75 mm</li> <li>Stand: Fixed with focus mechanism, with handle</li> <li>Objectives: 1x 2x 4x selectable. Working distance 60mm</li> <li>Stage: Black/white disc for contrast, and semi-transparent plastic disc for transmitted light with specimen clamps</li> <li>Focussing: Rack and pinion mechanism controlled by a pair of knobs placed on both sides of the microscope</li> <li>Illumination: Double adjustable illuminator for incident and transmitted light fitted with two high-efficiency 1 W LED light sources with internal rechargeable battery. Touch brightness control</li> <li>Voltage: External power supply 110/240 V, 50/60 Hz. Max. power 3W</li> <li>Dimensions: (H)288mm x (W)183mm x (D)205mm</li> <li>Weight: 2.0 kg</li> <li>Age Suitability: 11 - 16 Years (also suitable for use in primary schools)</li> </ul> | 233.79 | EA | FVRATE20 | 1
Biology | B8R07240 | 725s Flexview Digital Microscope | <p>The Flexview Digital USB Microscope is an excellent, economically priced alternative to standard laboratory microscopes. It allows students to view live images on screen, record still images, and conduct time-lapse photography. Connection to a computer is via USB standard port. The microscope includes a flexible neck holder stand with gridded observation board. The user magnifies the object by lowering the head of the microscope, which is held in place by the holder, towards the object under observation. The user focusses the microscope by twisting the grey centrepiece & the capturing of an image can be controlled either on the software on the connected computer or by using the touch panel snap button on the top of the eyepiece. Includes user-friendly software. </p> <p>Contents include: </p> <ul> <li>Digital Microscope with USB connection</li> <li>Gridded observation board</li> <li>Flex-View stand, with suction cup for attachment to the observation board</li> <li>Software</li> </ul> <p><strong>Technical Specifications:</strong> </p> <ul> <li>Focal Point: 60x & 250x on a 17inch monitor</li> <li>Focus to: infinity</li> <li>Windows & Mac compatible</li> <li>Built-in internal illumination</li> <li>UXGA Resolution (1600x1200pixels)</li> <li>CMOS sensor</li> </ul> | 68.95 | EA | FVRATE20 | 1
Biology | B8R07241 | Optikam Eyepiece Camera | <p>User-friendly eyepiece camera to be combined with any microscope</p> <ul> <li>Direct connection into the eyepiece tube instead of one of the eyepieces (23mm, 30mm &amp; 30.5mm diameter)</li> <li>No additional adapters required</li> <li>Very useful for educational purposes</li> <li>Removable miniUSB cable</li> <li>Includes the user-friendly and intuitive OPTIKA Vision Lite software</li> </ul> <p><strong>Technical Specifications:</strong></p> <ul> <li>Camera Resolution: 2MP</li> <li>Magnification: as per the microscope it has been attached to</li> <li>Interface: USB 2.0</li> <li>Output: Pictures, Video</li> <li>Video Frame Rate: 5 frames per second (1600x1200), 7.5 frames per second (1280x1024), 22 frames per second (640x480)</li> <li>Compatibility: Windows Vista / Windows 7 / Windows 8 / Windows 10 (32 or 64bit)</li> <li>Software: OPTIKA Vision Lite</li> </ul> | 162.19 | EA | FVRATE20 | 1
Biology | B8R07242 | Haemocytometer | <p>This Neubauer Pattern Haemocytometer offers an economical alternative to other models without compromising on quality or accuracy. It is used for estimating the number of particles in a suspension. The slide is designed for routine counts of red cells and white cells in blood, but can also be used for counting bacteria or yeast cells. It consists of an improved double ruling counting chamber and includes a pair of cover glasses, and two dilution pipettes. </p> | 33.35 | EA | FVRATE20 | 1
Biology | B8R07243 | Microscope Maintainence Kit | <p>This microscope maintenance kit is ideal for the general repair and maintenance of school microscopes. An ideal tool for any prep room &amp; could help to reduce external repair costs. The kit is contained in a shallow Gratnells tray with lid for easy storage.</p> <p>Contains:</p> <ul> <li>Long Nose Pliers,</li> <li>Film Reticles,</li> <li>Precision Screwdriver Kit,</li> <li>Lens Cleaning Tissues,</li> <li>Microscope Dust Cover,</li> <li>100 x Microscope Slides (76mm x 26mm 08-10 mm),</li> <li>100 x Cover Glasses (18mm x 18mm),</li> <li>Shallow tray with lid (312mm x 427mm x 75mm)</li> </ul> | 72.95 | PK | FVRATE20 | 1
Biology | B8R07244 | Watch Makers Forceps | <p>A pair of watch makers forceps, with very fine curved points, made from stainless steel.</p> <ul> <li>Length 110mm</li> </ul> | 3.05 | EA | FVRATE20 | 1
Biology | B8R07245 | Smartslicer Razor Blades Disposable | <p>The SmartSlicer™ is a disposable laboratory safety razor blade, made from PET. Measuring 0.22mm, the blade is as thin as a single edge industrial razor blade, but much safer. </p> <ul> <li>Cleanly slice agarose gels right on the light box without scratching the surface</li> <li>Ideal for cutting soft tissue and plant matter</li> <li>Adjust the size required by simply cutting with scissors</li> </ul> | 33.19 | PHA | FVRATE20 | 1
Glassware, Plastics & Ceramics | B8R07246 | Academy Hd Conical Flask 100ml | <p>Heavy Duty conical flasks, made from borosilicate glass, with narrow neck and white enamel graduations.</p> <ul> <li>Volume: 100ml</li> <li>Pack of 12</li> <li>Height: 105mm</li> <li>Base Diameter: 64mm</li> <li>Neck Diameter: 22mm</li> <li>Bung Size: 21 - B8A82600</li> </ul> | 15.95 | P12 | FVRATE20 | 1
Glassware, Plastics & Ceramics | B8R07248 | Academy Hd Conical Flask 500ml | <p>Academy Heavy Duty conical flasks, borosilicate glass, narrow neck with white enamel graduations.</p> <ul> <li>Volume: 500ml</li> <li>Pack of 6</li> <li>Base Diameter: 105mm</li> <li>Neck Diameter: 29mm</li> <li>Height: 180mm</li> </ul> | 20.65 | P 6 | FVRATE20 | 1
Glassware, Plastics & Ceramics | B8R07249 | Academy Hd Conical Flask 1000ml | <p>Academy Heavy Duty conical flasks, borosilicate glass, narrow neck with white enamel graduations.</p> <ul> <li>Volume: 1000ml</li> <li>Neck Diameter: 35mm</li> <li>Height: 220mm</li> <li>Pack of 6</li> <li>Bung Size: 33 - B8A82661</li> </ul> | 33.35 | P 6 | FVRATE20 | 1
Mathematics | B8R07250 | Value Measuring Kit | <p>Value Measuring Set is great resources for children to learn to count, estimate, measure and pour with this measuring set.</p> <p>The set includes</p> <ul> <li>10 x 300mm x 1.50m tapes</li> <li>6 x spring scales</li> <li>Salter scales</li> <li>17 measuring bottles (colours may vary)</li> <li>6 cylinders</li> <li>4 measuring jugs</li> <li>Pack of 60 pipettes</li> </ul> | 115.99 | EA | FVRATE20 | 1
Glassware, Plastics & Ceramics | B8R07251 | Polypropylene Measuring Cylinders Pk6 | <p>These translucent polypropylene cylinders with moulded graduations are easy to clean and are good for general laboratory use.</p> <p>Various sizes, contains 1 each of:</p> <ul> <li>25ml,</li> <li>50ml,</li> <li>100ml,</li> <li>250ml,</li> <li>500ml,</li> <li>1 litre.</li> </ul> <p>Pack of 6</p> | 39.75 | P 6 | FVRATE20 | 1
Glassware, Plastics & Ceramics | B8R07253 | Polypropylene Beakers Pk4 | <p>A pack of 4 polypropylene beakers with capacities of 50 ml, 100 ml, 250 ml and 500 ml.</p> <p>Each with pouring spout &amp; graduations.</p> <ul> <li>Pack Size: Pack of 4</li> </ul> | 18.29 | PK | FVRATE20 | 1
Mathematics | B8R07256 | Plastic Measuring Bottles | <p>Children will enjoy discovering how many small 'bottles' can be filled from the larger ones.</p> <p>Enables useful exercises in the conservation of volume.</p> <p>Features 17 sturdy polypropylene containers: 10 &times; 100ml, 2 &times; 500ml, 4 &times; 250ml and 1 litre.</p> <p>Screw tops included.</p> | 26.99 | PK | FVRATE20 | 1
Glassware, Plastics & Ceramics | B8R07262 | Academy Evaporating Basins 60mm | <p>Academy glass evaporating basin made from chemically &amp; thermally resistant borosilicate glass. Flat bottom with Spout.</p> <ul> <li>Capacity: 45ml</li> <li>Pack of 10</li> </ul> | 22.55 | P10 | FVRATE20 | 1
Glassware, Plastics & Ceramics | B8R07264 | Winchester Bottles 500ml | <p>Amber glass Winchester bottle complete with black polycone cap.</p> <p>Excellent for the storage of chemicals which are light reactive.</p> <ul> <li>Volume: 500ml</li> <li>Width: 80.2mm</li> <li>Height: 187.1mm&nbsp;</li> <li>Pack of 10</li> </ul> | 15.85 | P10 | FVRATE20 | 1
Glassware, Plastics & Ceramics | B8R07265 | Winchester Bottles 1000ml | <p>Amber glass Winchester bottle, complete with black polycone cap.</p> <p>Excellent for the storage of chemicals which are reactive to light.</p> <ul> <li>Volume: 1000ml</li> <li>Width: 96.4mm</li> <li>Height: 241.6mm</li> <li>Pack of 10</li> </ul> | 28.59 | P10 | FVRATE20 | 1
Glassware, Plastics & Ceramics | B8R07266 | Disposable Pipettes 1ml P500 | <p>Translucent disposable plastic pipettes with precise graduations.&nbsp; Excellent for general laboratory use.&nbsp; Plastic pipettes are also perfect for colour mixing, pattern making or dripping controlled amounts of liquid.&nbsp; They are also ideal to help develop co-ordination skills.&nbsp; These pipettes also have graduations on to enable easy measuring.&nbsp; They can be washed and re-used if they have been used with non-toxic, water soluble chemicals.</p> <ul> <li>Volume: 1ml</li> <li>Non Sterile</li> <li>Pack of 500</li> </ul> | 11.29 | PXH | FVRATE20 | 1
Chemistry | B8R07267 | Flask Adaptors Set of 7 | <p>Set of 7 autoclavable neoprene rubber adaptors designed to fit Buchner and fritted glass funnels.</p> <ul> <li>Sizes 1-7 for filter funnels. Can be used singly or nested with adjacent sizes.</li> </ul> <p>Internal Diameters for the top and bottom of the adaptors are as follows:</p> <ul> <li>Top: 17mm, Bottom: 7mm (2mm wall)</li> <li>Top: 22mm, Bottom: 11mm (2.5mm wall)</li> <li>Top: 31mm, Bottom: 16mm (3mm wall)</li> <li>Top: 39mm, Bottom: 22mm (3.5mm wall)</li> <li>Top: 50mm, Bottom: 30mm (4mm wall)</li> <li>Top: 60mm, Bottom: 36mm (4.5mm wall)</li> <li>Top: 75mm, Bottom: 46mm (5.5mm wall)</li> </ul> | 12.09 | EA | FVRATE20 | 1
Glassware, Plastics & Ceramics | B8R07268 | Automatic Titrating Burette 25ml | <p> </p> <p>Automatic titrating Class A burette made of borosilicate glass with schellbach strip & reservoir made of polyethylene. The apparatus has high chemical resistance and no danger of breakage. With blue ring graduation for ease of reading. Includes a press button for precise dosage. Allows for fine titration with microscrew and exact spout tip. Excellent for introducing & demonstrating titrations. </p> <p> </p> <p> </p> | 44.19 | EA | FVRATE20 | 1
Appliances | B8R07270 | Desiccator 150mm | <p>Borosilicate glass Desiccator, knob type, with perforated ceramic disc.</p> <p>Useful for protecting moisture-sensitive items (for example: temporary storage of Cobalt Chloride Paper).</p> <ul> <li>Lid Diameter: 213mm</li> <li>Disc Diameter: 140mm</li> <li>Base Diameter: 210mm</li> </ul> | 89.95 | EA | FVRATE20 | 1
Lab Equipment | B8R07275 | Cell Structures Poster | <p>The Cell Structures Poster explains to students about Prokaryotic, Eukaryotic and Specialised Cells. </p> <p>Along with the use of well outlined diagrams, the poster also provides information about key features of a cell including cell membrane, cell wall, cytoplasm, ribosomes and flagellum. </p> <p>The poster covers sperm cells, egg cells, animal cells, plant cells, neurons, muscle cells and root cells. </p> <p>A1 poster size </p> | 10.95 | EA | FVRATE20 | 1
Glassware, Plastics & Ceramics | B8R07279 | Reagent Bottle Stopper 23 | <p>Plastic 'Polystop' stopper for reagent bottles.</p> <ul> <li>Stopper Size: 14/23</li> <li>Pack Size: Each</li> </ul> | 0.89 | EA | FVRATE20 | 1
Glassware, Plastics & Ceramics | B8R07280 | Reagent Bottle Stopper 26 | <p>Plastic 'Polystop' stopper for reagent bottles. </p> <ul> <li>Stopper Size: 19/26</li> <li>Pack Size: Each</li> </ul> | 0.89 | EA | FVRATE20 | 1
Glassware, Plastics & Ceramics | B8R07281 | Reagent Bottle Stopper 29 | <p>Plastic 'Polystop' stopper for reagent bottles. </p> <ul> <li>Stopper Size: 24/29</li> <li>Pack Size: Each</li> </ul> | 0.99 | EA | FVRATE20 | 1
Lab Equipment | B8R07283 | Premier Bunsen Burner | <p>Nickel plated burner tube with rotatable air regulator and cylindrical connector. Mounted on pressure die casted base.</p> <p>Similar to standard models but with a smaller burner tube diameter and lower overall height.</p> <p><strong>Burner Specifications:</strong></p> <ul> <li>Tube Diameter: 11mm</li> <li>Height: 120mm</li> <li>Base Diameter: 80mm</li> <li>Weight: 260g</li> </ul> | 12.75 | EA | FVRATE20 | 1
Lab Equipment | B8R07284 | Tripod | <p>Round tripod stand with shorter legs than standard tripods. Mild steel Nickel plated. </p> <p><strong>Dimensions: </strong> </p> <ul> <li>Diameter: 96mm</li> <li>Length: 100mm</li> </ul> | 3.69 | EA | FVRATE20 | 1
Lab Equipment | B8R07296 | Chemical Hazard Symbols Poster | <p>A poster displaying Chemical Hazard Symbols to enhance knowledge and ensure a safe environment. </p> <p>A1 posters designed, by our in-house experts at Philip Harris Education, brightly coloured and informative. </p> <p>Size A1, dimensions 594 x 841mm. </p> <p> </p> | 12.79 | EA | FVRATE20 | 1
Lab Equipment | B8R07297 | Adhesive Temperature Indicators P10 | <p>This range of easy to read temperature labels are designed to be self-adhesive and provide the current temperature with an accuracy of +/- 1°C. These temperature test strips will permanently record the highest bracketed temperature reached by the label. </p> <p>Heat-sensitive elements respond to certain temperatures On reaching the temperature value in question, the colour irreversibly changes from light grey or yellow to black within 1sThis black colouring is retained even on subsequent cooling </p> | 26.69 | P10 | FVRATE20 | 1
Lab Equipment | B8R07298 | Mains Plugs P20 | <p>Tough nylon impact resistant mains plugs, manufactured to BS1363/A. ASTA & BSI approved. Push-fit cable grip. </p> <ul> <li>White 13A plug (fitted 13A fuse)</li> <li>Pack of 20</li> </ul> | 21.75 | P20 | FVRATE20 | 1
Chemistry | B8R07299 | Ice Maker | <p>Compact and convenient, simply manually fill the internal water reservoir and bullet-shaped ice is produced in either small or large sizes as preferred. Dispense the ice using the supplied scoop or remove the whole plastic ice basket in one go. </p> <ul> <li>Removeable, washable ice basket</li> <li>Hygienic anti-bacterial plastic</li> <li>Air cooled system</li> <li>Environmentally friendly R600a refrigerant</li> <li>Transparent window for viewing ice</li> <li>Compact bench top design</li> <li>Portable</li> <li>Bullet shaped ice</li> </ul> <p><strong>Specification:</strong> </p> <ul> <li>External Dimensions, W x D x H: 295 x 365 x 335mm</li> <li>Production/ 24hr: 15Kg</li> <li>Bin Storage Capacity: 1Kg</li> </ul> | 207.95 | EA | FVRATE20 | 1
Glassware, Plastics & Ceramics | B8R07300 | Standard No. 3 Filter Papers 55mm | <p>These standard qualitative filter papers from Johnson® are recommended for use in general analytical methods which determine or identify particular constitutes of a mixture regardless of the amount present. They are often used in routine separation work that requires a high purity and consistent performance with an ash content of 0.04% </p> <p>No. 3 filters are grade 302 and have medium flow properties. </p> <ul> <li>Thickness: 0.2mm</li> <li>Pore Size: 6-10µM</li> </ul> | 5.35 | PHA | FVRATE20 | 1
Glassware, Plastics & Ceramics | B8R07301 | Standard No. 3 Filter Papers 70mm | <p>These standard qualitative filter papers from Johnson are recommended for use in general analytical methods which determine or identify particular constitutes of a mixture regardless of the amount present. They are often used in routine separation work that requires a high purity and consistent performance with an ash content of 0.04% </p> <p>No. 3 filters are grade 302 and have medium flow properties. </p> <ul> <li>Thickness: 0.2mm</li> <li>Pore Size: 6-10µM</li> </ul> | 5.69 | PHA | FVRATE20 | 1
Glassware, Plastics & Ceramics | B8R07302 | Standard No. 3 Filter Papers 90mm | <p>These standard qualitative filter papers from Johnson are recommended for use in general analytical methods which determine or identify particular constitutes of a mixture regardless of the amount present. They are often used in routine separation work that requires a high purity and consistent performance with an ash content of 0.04% </p> <p>No. 3 filters are grade 302 and have medium flow properties. </p> <ul> <li>Thickness: 0.2mm</li> <li>Pore Size: 6-10µM</li> </ul> | 5.95 | PHA | FVRATE20 | 1
Glassware, Plastics & Ceramics | B8R07303 | Standard No. 3 Filter Papers 110mm | <p>These standard qualitative filter papers from Johnson are recommended for use in general analytical methods which determine or identify particular constitutes of a mixture regardless of the amount present. They are often used in routine separation work that requires a high purity and consistent performance with an ash content of 0.04% </p> <p>No. 3 filters are grade 302 and have medium flow properties. </p> <ul> <li>Thickness: 0.2mm</li> <li>Pore Size: 6-10µM</li> </ul> | 6.75 | PHA | FVRATE20 | 1
Glassware, Plastics & Ceramics | B8R07304 | Standard No. 3 Filter Papers 125mm | <p>These standard qualitative filter papers from Johnson are recommended for use in general analytical methods which determine or identify particular constitutes of a mixture regardless of the amount present. They are often used in routine separation work that requires a high purity and consistent performance with an ash content of 0.04% </p> <p>No. 3 filters are grade 302 and have medium flow properties. </p> <ul> <li>Thickness: 0.2mm</li> <li>Pore Size: 6-10µM</li> </ul> | 7.45 | PHA | FVRATE20 | 1
Glassware, Plastics & Ceramics | B8R07305 | Standard No. 3 Filter Papers 150mm | <p>These standard qualitative filter papers from Johnson are recommended for use in general analytical methods which determine or identify particular constitutes of a mixture regardless of the amount present. They are often used in routine separation work that requires a high purity and consistent performance with an ash content of 0.04% </p> <p>No. 3 filters are grade 302 and have medium flow properties. </p> <ul> <li>Thickness: 0.2mm</li> <li>Pore Size: 6-10µM</li> </ul> | 8.95 | PHA | FVRATE20 | 1
Glassware, Plastics & Ceramics | B8R07307 | Wet-strengthened Med Filter Papers 70mm | <p>Wet-strengthened filter papers from Johnson® are manufactured from a majority of alpha-cellulose. The smooth surface allows a fibre free filtration. They feature a high wet strength and can also be used in the filtration of strong alkaline or acid solutions. Due to their high mechanical strength, they are suited to applications where the residue is removed from the filter, for example with a spatula or jet of water. They are grade 321 & have medium flow properties. </p> <ul> <li>Thickness 0.19mm</li> <li>Pore Size 4 - 7µM</li> </ul> | 3.39 | PHA | FVRATE20 | 1
Glassware, Plastics & Ceramics | B8R07309 | Wet-strengthened Med Filter Papers 110mm | <p>Wet-strengthened filter papers from Johnson® are manufactured from a majority of alpha-cellulose. The smooth surface allows a fibre free filtration. They feature a high wet strength and can also be used in the filtration of strong alkaline or acid solutions. Due to their high mechanical strength, they are suited to applications where the residue is removed from the filter, for example with a spatula or jet of water. They are grade 321 & have medium flow properties. </p> <ul> <li>Thickness 0.19mm</li> <li>Pore Size 4 - 7µM</li> </ul> <p> </p> | 4.15 | PHA | FVRATE20 | 1
Glassware, Plastics & Ceramics | B8R07310 | Wet-strengthened Med Filter Papers 125mm | <p>Wet-strengthened filter papers from Johnson® are manufactured from a majority of alpha-cellulose. The smooth surface allows a fibre free filtration. They feature a high wet strength and can also be used in the filtration of strong alkaline or acid solutions. Due to their high mechanical strength, they are suited to applications where the residue is removed from the filter, for example with a spatula or jet of water. They are grade 321 & have medium flow properties. </p> <ul> <li>Thickness 0.19mm</li> <li>Pore Size 4 - 7µM</li> </ul> | 4.75 | PHA | FVRATE20 | 1
Glassware, Plastics & Ceramics | B8R07311 | Wet-strengthened Med Filter Papers 150mm | <p>Wet-strengthened filter papers from Johnson® are manufactured from a majority of alpha-cellulose. The smooth surface allows a fibre free filtration. They feature a high wet strength and can also be used in the filtration of strong alkaline or acid solutions. Due to their high mechanical strength, they are suited to applications where the residue is removed from the filter, for example with a spatula or jet of water. They are grade 321 & have medium flow properties. </p> <ul> <li>Thickness 0.19mm</li> <li>Pore Size 4 - 7µM</li> </ul> | 5.35 | PHA | FVRATE20 | 1
Glassware, Plastics & Ceramics | B8R07313 | Wet-strengthened Fast Filter Papers 70mm | <p>Wet-strengthened filter papers from Johnson Test Papers are manufactured from a majority of alpha-cellulose. The smooth surface allow a fibre free filtration. They feature a high wet strength and can also be used in the filtration of strong alkaline or acid solutions. Due to their high mechanical strength, they are suited to applications where the residue is removed from the filter, for example with a spatula or jet of water. They are Grade 322, which is the same as No.93 and have fast flow properties. </p> <ul> <li>Thickness: 0.15mm</li> <li>Pore Size: 10-20µM</li> </ul> | 3.09 | PHA | FVRATE20 | 1
Glassware, Plastics & Ceramics | B8R07314 | Wet-strengthened Fast Filter Papers 90mm | <p>Wet-strengthened filter papers from Johnson Test Papers are manufactured from a majority of alpha-cellulose. The smooth surface allow a fibre free filtration. They feature a high wet strength and can also be used in the filtration of strong alkaline or acid solutions. Due to their high mechanical strength, they are suited to applications where the residue is removed from the filter, for example with a spatula or jet of water. They are Grade 322, which is the same as No.93 and have fast flow properties. </p> <ul> <li>Thickness: 0.15mm</li> <li>Pore Size: 10-20µM</li> </ul> | 3.55 | PHA | FVRATE20 | 1
Glassware, Plastics & Ceramics | B8R07315 | Wet-strengthened Fast Filter Paper 110mm | <p>Wet-strengthened filter papers from Johnson Test Papers are manufactured from a majority of alpha-cellulose. The smooth surface allow a fibre free filtration. They feature a high wet strength and can also be used in the filtration of strong alkaline or acid solutions. Due to their high mechanical strength, they are suited to applications where the residue is removed from the filter, for example with a spatula or jet of water. They are Grade 322, which is the same as No.93 and have fast flow properties. </p> <ul> <li>Thickness: 0.15mm</li> <li>Pore Size: 10-20µM</li> </ul> | 4.05 | PHA | FVRATE20 | 1
Glassware, Plastics & Ceramics | B8R07316 | Wet-strengthened Fast Filter Paper 125mm | <p>Wet-strengthened filter papers from Johnson Test Papers are manufactured from a majority of alpha-cellulose. The smooth surface allow a fibre free filtration. They feature a high wet strength and can also be used in the filtration of strong alkaline or acid solutions. Due to their high mechanical strength, they are suited to applications where the residue is removed from the filter, for example with a spatula or jet of water. They are Grade 322, which is the same as No.93 and have fast flow properties. </p> <ul> <li>Thickness: 0.15mm</li> <li>Pore Size: 10-20µM</li> </ul> | 4.29 | PHA | FVRATE20 | 1
Glassware, Plastics & Ceramics | B8R07317 | Wet-strengthened Fast Filter Paper 150mm | <p>Wet-strengthened filter papers from Johnson Test Papers are manufactured from a majority of alpha-cellulose. The smooth surface allow a fibre free filtration. They feature a high wet strength and can also be used in the filtration of strong alkaline or acid solutions. Due to their high mechanical strength, they are suited to applications where the residue is removed from the filter, for example with a spatula or jet of water. They are Grade 322, which is the same as No.93 and have fast flow properties.</p> <ul> <li>Thickness: 0.15mm</li> <li>Pore Size: 10-20&micro;M</li> </ul> | 4.79 | PHA | FVRATE20 | 1
Glassware, Plastics & Ceramics | B8R07320 | Ashless Filter Papers 90mm | <p>Ashless Filter Papers from Johnson Test Papers are particularly useful for quantitative routine analysis and manufactured from refined pulp. They are acid-washed and have an extremely low ash content of 0.01%. They are grade 352 which is the same as No. 40 & have medium flow properties. </p> <ul> <li>Thickness: 0.27mm</li> <li>Pore Size: 8 - 12µM</li> </ul> | 9.55 | PHA | FVRATE20 | 1
Physics | B8R07324 | Clip For Cell Holder | <p>Spare Clips for the Stackable Cell Holders (B8H30476). </p> <ul> <li>Pack of 10</li> </ul> | 4.55 | P10 | FVRATE20 | 1
Office Equipment | B8R07330 | A3 Compact Laminator 330lr | <p>Laminating protects documents by permanently encapsulating them between two sheets of plastic - the laminating pouch. Once sealed, the documents are protected against water, grease and finger-marks. If your lamination becomes dirty, just wipe it clean with a damp cloth. Although A4 documents are the most often laminated, the Swordfish range includes machines capable of laminating A3 and even A2 documents. There is a Swordfish laminator for every need - from small offices to busy schools.</p> <ul> <li>Laminates an A4 sheet in approximately 1 minute 20 seconds</li> <li>5 minutes warm up time</li> <li>Ideal for home and small office</li> <li>Why? Compact &amp; efficient</li> <li>Jam release function</li> <li>Cold lamination option</li> <li>Feed width slot 330mm</li> <li>250 micron (2 x 125mm) capacity</li> <li>Model - 230LR</li> <li>2 year warranty</li> <li>A3</li> <li>Also available in A4 (230LR model)</li> <li>Weight: 1.53kg</li> <li>Dimensions: W440 x D145 x H62mm</li> </ul> | 62.99 | EA | FVRATE20 | 1
Office Equipment | B8R07331 | A4 Compact Laminator 230lr | <p>Laminating protects documents by permanently encapsulating them between two sheets of plastic - the laminating pouch. Once sealed, the documents are protected against water, grease and finger-marks. If your lamination becomes dirty, just wipe it clean with a damp cloth. Although A4 documents are the most often laminated, the Swordfish range includes machines capable of laminating A3 and even A2 documents. There is a Swordfish laminator for every need - from small offices to busy schools.</p> <ul> <li>Laminates an A4 sheet in approximately 1 minute 20 seconds</li> <li>Uses 20% less energy than the original 230LR model</li> <li>5 minutes warm up time</li> <li>Ideal for home and small office</li> <li>Why? Compact &amp; efficient</li> <li>Jam release function</li> <li>Cold lamination option</li> <li>Feed width slot 230mm</li> <li>250 micron (2 x 125mm) capacity</li> <li>Model - 230LR</li> <li>2 year warranty</li> <li>A4</li> <li>Also available in A3 (330LR model)</li> <li>Weight: 1.23kg</li> <li>Dimensions: W145 x D62 x H62mm</li> </ul> | 53.99 | EA | FVRATE20 | 1
Office Equipment | B8R07332 | Saturn 3i A4 Laminator | <p>The Fellowes Saturn A4 laminator is Jam Free when used with Fellowes branded laminating pouches as it features a release lever which allows you to realign documents that have been misfed into the laminator.</p> <p>This small or home office use laminator machine can laminate up to 125 micron laminating pouches which is perfect for laminating your important documents or giving you a professional finish to social notices and work projects.</p> <p>Built for convenience, your Fellowes A4 laminator is ready to laminate in as little as 30 seconds from switching it on with InstaHeat technology. With the Auto Shut Off feature, the laminating machine will automatically power down after 30 minutes of inactivity, reducing the laminators energy consumption.</p> <p>Your Fellowes A4 laminator includes a 10-document starter pack with samples of Fellowes laminating pouches that give a superior finish to your laminated work.</p> <p>*Design may vary as updated design comes into stock*</p> | 128.99 | EA | FVRATE20 | 1
Office Equipment | B8R07333 | Saturn 3i A3 Laminator | <p>The Fellowes Saturn A3 laminator is Jam Free when used with Fellowes branded laminating pouches as it features a release lever which allows you to realign documents that have been misfed into the laminator.</p> <p>This small or home office use laminator machine can laminate up to 125 micron laminating pouches which is perfect for laminating your important documents or giving you a professional finish to social notices and work projects, ideal for classrooms.</p> <p>Built for convenience, your Fellowes A3 laminator is ready to laminate in as little as 30 seconds from switching it on with InstaHeat technology. With the Auto Shut Off feature, the laminating machine will automatically power down after 30 minutes of inactivity, reducing the laminators energy consumption. Your Fellowes A3 laminator includes a 10-document starter pack with samples of Fellowes laminating pouches that give a superior finish to your laminated work.</p> <p>*Design may vary as updated design comes into stock*</p> | 145.99 | EA | FVRATE20 | 1
Office Equipment | B8R07334 | A4 Classmates Pouches150-gloss | <p>Protect and enhance your essential documents with Classmates Gloss Laminating Pouches, an indispensable resource for educational environments. These A4 pouches, available in a box of 100, boast a superior gloss finish, making them ideal for laminating a wide array of materials such as educational posters, classroom notices, teaching aids, and photographs. Each pouch features a robust 150-micron thickness (2 x 75 microns) ensuring long-lasting durability while maintaining the vibrancy and professionalism of your materials.</p> <ul> <li>Designed for A4 documents, perfect for the most common paper size in educational settings.</li> <li>Contains 100 pouches, offering an ample supply for busy classrooms and staffrooms.</li> <li>150 micron thickness provides strong, reliable protection against wear and tear.</li> <li>Gloss finish enhances presentation, giving your materials a polished and professional appearance.</li> </ul> <p>Choose Classmates Gloss Laminating Pouches for a reliable, high-quality solution to preserve and present your classroom resources and important documents effectively.</p> | 8.99 | PHA | FVRATE20 | 1
Office Equipment | B8R07335 | A3 Classmates Pouches150-gloss | <p>Introducing the Classmates Gloss Laminating Pouches &ndash; the perfect solution for protecting and enhancing your important documents. This box of 100 A3 pouches features a high-quality gloss finish, making them ideal for laminating everything from notices and posters to teaching aids and pictures. With a thickness of 150 microns (2 x 75), these low-melt pouches provide durable protection while keeping your materials looking vibrant and professional.</p> <ul> <li>A3 in size</li> <li>Box of 100 pouches for ample supply</li> <li>150 micron thickness (2 x 75) for strong and reliable protection</li> <li>Gloss finish for a polished, professional look</li> </ul> <p>The Classmates Gloss Laminating Pouches &ndash; a dependable choice for preserving and showcasing your most important classroom materials.</p> | 19.99 | PHA | FVRATE20 | 1
Office Equipment | B8R07336 | A3 Classmates Pouches200-gloss | <p>Ideal for protecting and enhancing your documents, notices, posters, teaching aids, pictures and much more. Our Classmates laminating pouches are high quality, low melt and are available in a variety of sizes, thickness and in both gloss and matt finishes.</p> <ul> <li>A3</li> <li>Box of 100</li> <li>200 (2 x 100) micron</li> <li>Gloss finish</li> </ul> | 25.99 | BOX | FVRATE20 | 1
Office Equipment | B8R07337 | A3 Classmates Pouches250-gloss | <p>Ideal for protecting and enhancing your documents, notices, posters, teaching aids, pictures and much more. Our Classmates laminating pouches are high quality, low melt and are available in a variety of sizes, thickness and in both gloss and matt finishes.</p> <ul> <li>A3</li> <li>Box of 100</li> <li>250 (2 x 125) micron</li> <li>Gloss finish</li> </ul> | 21.99 | BOX | FVRATE20 | 1
Office Equipment | B8R07338 | A4 Classmates Pouches200-gloss | <p>Introducing the Classmates Gloss Laminating Pouches &ndash; the perfect balance of protection and presentation for your essential documents. This box of 100 A4 pouches delivers a high-quality gloss finish, making them ideal for laminating a wide range of materials, from notices and posters to teaching aids and pictures. With a sturdy 200 micron thickness (2 x 100), these low-melt pouches provide reliable durability while ensuring your materials maintain a polished, professional appearance.</p> <ul> <li>A4 size, ideal for standard documents</li> <li>Box of 100 pouches for consistent supply</li> <li>200 micron thickness (2 x 100) for strong protection and longevity</li> <li>Gloss finish for a sleek, polished look</li> </ul> <p>The Classmates Gloss Laminating Pouches &ndash; a smart choice for preserving and enhancing your important classroom materials.</p> | 16.99 | BOX | FVRATE20 | 1
Office Equipment | B8R07339 | A4 Classmates Pouches250-gloss | <p>Introducing the Classmates Gloss Laminating Pouches &ndash; your go-to solution for maximum protection and enhancement of important documents. This box of 100 A4 pouches offers a premium gloss finish, perfect for laminating everything from notices and posters to teaching aids and pictures. With a robust thickness of 250 microns (2 x 125), these low-melt pouches ensure your materials are not only preserved but also given a durable, professional appearance.</p> <ul> <li>A4 size, ideal for standard documents</li> <li>Box of 100 pouches for plentiful use</li> <li>250 micron thickness (2 x 125) for enhanced protection and durability</li> <li>Gloss finish for a high-quality, polished look</li> </ul> <p>The Classmates Gloss Laminating Pouches &ndash; the ultimate choice for safeguarding and showcasing your valuable classroom materials.</p> | 11.99 | BOX | FVRATE20 | 1
Office Equipment | B8R07340 | A4 Classmates Pouches350-gloss | <p>Ideal for protecting and enhancing your documents, notices, posters, teaching aids, pictures and much more. Our Classmates laminating pouches are high quality, low melt and are available in a variety of sizes, thickness and in both gloss and matt finishes.</p> <ul> <li>A4</li> <li>Box of 100</li> <li>350 (2 x 175) micron</li> <li>Gloss finish</li> </ul> | 19.99 | BOX | FVRATE20 | 1
Office Equipment | B8R07341 | A3 Classmates Pouches350-gloss | <p>Ideal for protecting and enhancing your documents, notices, posters, teaching aids, pictures and much more. Our Classmates laminating pouches are high quality, low melt and are available in a variety of sizes, thickness and in both gloss and matt finishes.</p> <ul> <li>A3</li> <li>Box of 100</li> <li>350 (2 x 175) micron</li> <li>Gloss finish</li> </ul> | 31.99 | BOX | FVRATE20 | 1
Office Equipment | B8R07342 | A4 Self Adhesive Pouch 150 Mic | <p>Ideal for protecting and enhancing your documents, notices, posters, teaching aids, pictures and much more. Our Classmates laminating pouches are high quality, low melt and are available in a variety of sizes, thickness and in both gloss and matt finishes.</p> <ul> <li>Clear pouches with self adhesive backs</li> <li>Ideal for signs, photos and posters</li> <li>A4</li> <li>Box of 100</li> <li>150 (2 x 75) micron</li> <li>Gloss finish</li> </ul> | 27.99 | BOX | FVRATE20 | 1
Biology | B8R07344 | Pluck With Liver | <p>Sheep Pluck with Liver (Trachea, Lungs, Heart, Liver) </p> <p>Fresh specimens available for dissection. All specimens are processed, prepared and stored in the same way as food produced for human consumption. They are sealed in vacuum-packaging, packed in ice, packaged in polystyrene containers, sealed then labelled and dated. They are suitable to freeze. </p> <p>The fresh parts are superior to the embalmed specimens as they are not affected by any chemical change. They do not have a strong odour and keep their original appearance without any distortion. </p> <p>All products are sourced only from UK abattoirs with the highest standards of animal welfare in place. </p> <p>The specimens should be ordered 10 working days before they are required to ensure they arrive on time. </p> <p><strong>This product can only be delivered to UK mainland.</strong> </p> <p>Packaged in sustainable materials suitable for recycling. </p> | 66.75 | EA | FVRATE20 | 1
Biology | B8R07346 | Class Dissection Kit | <p>Bundle of items needed for a full class to dissect specimens, all provided in a Gratnells tray with lid for easy storage. Enough for class of 30 working in pairs, or a class of 15 working individually. Everything you need apart from the dissection specimens, disinfectant &amp; a bag for disposal.</p> <p>Compromises:</p> <ul> <li>15 x Blunt end forceps (110mm length)</li> <li>15 x Steel handle scalpel (113mm length)</li> <li>15 x Stainless steel mounted needles</li> <li>15 x white polypropylene trays (310mm x 243mm x 20mm)</li> <li>1 x Deep Gratnells Tray (colour may vary)</li> <li>1 x lid for Gratnells Tray</li> </ul> | 167.85 | PK | FVRATE20 | 1
Biology | B8R07347 | Neuron Model | <p>Magnified more than 2500 times and fully three-dimensional, the neuron model is depicted in its natural setting. With the membranous envelope cut away, the cytological ultrastructure, organelles and inclusions within the cell body are depicted in contrasting colours.</p> <p>A section of the axon lifts off to expose the enveloping myelin sheath and neuro-lemma, as well as the Schwann cell that formed them. Dendrites of the neuron extend into the background, and synaptic vesicles carrying neurotransmitters can be seen via a cutaway view.</p> <ul> <li>Dimensions: (L)415mm x (W)295mm x (H)120mm</li> </ul> | 72.95 | EA | FVRATE20 | 1
Biology | B8R07348 | Skin Model | <p>This high quality skin section model shows features of the epidermal, subcutaneous tissues and dermal in great detail. Sensory and vascular structures, sweat, Merkels disc, Sensory receptor of hair shaft, Ruffinis end-organ and sebaceous glands, and hair follicles (with piloerector muscles) are all well represented. Front of hair follicle is shown to illustrate internal details.</p> <ul> <li>Mounted on a sturdy polymer base</li> <li>Dimensions: (L)325 x (W)225 x (H)240mm</li> </ul> | 74.05 | EA | FVRATE20 | 1
Chemistry | B8R07352 | Amino Acid Kit | <p>The Molymod Amino Acid Kit can be used to make quality, colour-coded 3D models of different Amino Acids. </p> <p>The kit is designed to demonstrate the 8 groups of L-configuration amino acids. It allows the user to build individual stand alone examples of the eight groups or reconfigure them into a small peptide chain. Also ideal for showing the structure and function of the different groups of amino acids. </p> <p>Contents: </p> <p>Atoms: </p> <ul> <li>24 x Carbon (4 hole, Black)</li> <li>19 x Carbon (3 hole, Black)</li> <li>77 x Hydrogen (Atom link, White)</li> <li>10 x Oxygen (2 hole, Red, Linear)</li> <li>10 x Oxygen (2 hole, Red, Angular)</li> <li>1 x Sulphur (2 hole, Yellow)</li> <li>1 x Nitrogen (3 hole, Blue, Pyramid)</li> <li>9 x Nitrogen (3 hole, Blue, Trig)</li> <li>1 x Nitrogen (2 hole, Blue, Angular)</li> <li>8 x Hydrogen (2 hole, White, Linear)</li> <li>90 x Non Visible Links</li> <li>2 x Short Link Remover Tool</li> </ul> <p> </p> | 41.55 | PK | FVRATE20 | 1
Biology | B8R07354 | Reaction Timer | <p>These ingenious and inexpensive card strips enable students and teachers to test their reaction performance without the need for expensive equipment.</p> <p>Ideal for use as an ice breaker or for adding an element of fun to the lesson.</p> | 0.59 | EA | FVRATE20 | 1
Lab Equipment | B8R07360 | Newtons Masses 9x0.1 N 1x0.1nhanger | <p>Slotted Set of Masses and Hanger, set of 9 masses, one hanger each of 0.1N </p> <ul> <li>Set of removable Brass masses with slots and brass hanger with hook.</li> <li>Fine finish, masses removable and on hanger.</li> <li>Set of 9 masses of 0.1N and one hanger of 0.1N</li> </ul> <p> </p> | 7.59 | P10 | FVRATE20 | 1
Lab Equipment | B8R07361 | Newtons Masses 9x1n 1x1nhanger. | <p>A set of removable Brass masses with slots and brass hanger with hook.</p> <ul> <li>Fine finish, masses removable and on hanger.</li> <li>Set of 9 masses of 1N and one hanger of 1N</li> <li>Hanger Height: 151mm</li> </ul> | 31.09 | P10 | FVRATE20 | 1
Biology | B8R07362 | Kidney Model | <p>A two part, hand painted, high quality human kidney and adrenal gland model. The front can be removed to show the fine internal details of the human kidney.</p> <ul> <li>Mounted on a rod &amp; base</li> <li>Dimensions: 120mm x 120mm x 280mm</li> <li>Includes a key card</li> <li>Weight: 400 g</li> </ul> | 37.75 | EA | FVRATE20 | 1
Biology | B8R07363 | Spare Mouthpieces For Pocketspirometer | <p>Spare cardboard mouthpieces for the Pocket Spirometer (B8A20631). </p> <ul> <li>Pack of 500</li> </ul> | 40.99 | PXH | FVRATE20 | 1
Physics | B8R07366 | Zinc Plate | <p>A 40mm x 40mm zinc plate on a 4mm connector which can replace the top plate of an electroscope.</p> <p>The plate can be used to show discharge under UV Lighting and the Photoelectric Effect.</p> <p>A suitable wavelength UV lamp is required (B8R07212).</p> | 22.35 | EA | FVRATE20 | 1
Physics | B8R07371 | Gravity Well | <p>The gravity well is an exciting piece of apparatus which allows students to visualise the attraction of massive objects due to gravity.</p> <p>Consisting of a flexible sheet and collapsible frame, the gravity well is supplied with all you need to bring the study of gravity to life.</p> <ul> <li>Coalescence of stars</li> <li>Orbiting</li> <li>Variation of orbital period with distance from star</li> <li>Formation of orbital systems</li> </ul> <p>Measuring 180cm diameter by 80cm high when assembled, the unit gives an impressive demonstration and packs away for easier storage.</p> <ul> <li>Supplied with full instructions and suggested experiments.</li> </ul> | 145.19 | EA | FVRATE20 | 1
Physics | B8R07372 | Boyles Law Digtal Apparatus | <p>The Digital Boyle's Law Apparatus provides a self contained, reliable and simple way of demonstrating Boyle's Law. The volume may be reduced or increased by means of a 2.5ml syringe connected to a digital pressure sensor. The sensor output is calibrated to display the pressure in kPa on the easy to read LCD display. There is a measurable change in pressure for every 0.1ml change in volume allowing many data points to be taken and a graph plotted to confirm Boyle's Law.</p> <p>For demonstration purposes two 4mm sockets are provided to allow the pressure reading to be displayed on a large demonstration voltmeter meter (not supplied) and a length of tubing is provided to allow a larger syringe to be used if necessary.</p> <ul> <li>Supplied with full instructions and one 9V PP3 battery.</li> </ul> | 117.95 | EA | FVRATE20 | 1
Physics | B8R07373 | Charles Law Appartus | <p>Charles Law Apparatus consisting of a capillary tube, sealed at one end with a calibrated scale in cm and mm. In use a mercury bead is inserted in the tube which can then be heated in a water bath to investigate temperature/volume for the enclosed air column. Readings are taken directly from the tube so there are none of the problems associated with attached rulers or elastic bands.</p> <ul> <li>Full instructions included.</li> <li>Supplied without mercury.</li> </ul> | 9.05 | EA | FVRATE20 | 1
Physics | B8R07374 | Digital Joly Bulb | <p>Visually and effectively demonstrate the relationship between temperature and pressure. The Digital Jolly Bulb is the perfect alternative to the traditional bulb and analogue gauge, pressures can be read directly from the built in digital display and the apparatus is sensitive enough to register an increase in pressure when the bulb is held gently in the hand. By submerging the bulb in water at different temperatures the relationship between temperature and pressure may be demonstrated and the calibrated digital readout allows a quantitative investigation to be carried out if required.</p> <p>For demonstration purposes two 4mm sockets are provided to allow the pressure reading to be displayed on a large demonstration voltmeter (not supplied).</p> <ul> <li>Supplied with 9V PP3 Battery and full instructions.</li> </ul> | 129.95 | EA | FVRATE20 | 1
Physics | B8R07376 | Dual Colour Laser | <p>The Lascells Dual Colour semiconductor laser box contains two independently controlled laser diodes, one at the standard 650nm red and a second at 532nm green. Both lasers may be simultaneously passed through a double slit slide and both diffraction patterns may be displayed one above the other for an immediate comparison.</p> <p>The unit is equipped with internal 1 MHz modulation which when used in conjunction with the laser receiver and an oscilloscope allows the speed of light to be determined in the laboratory. In addition, the facility to modulate the laser from an external source is provided allowing audio to be sent to the receiver from a smartphone or mp3 player.</p> <p>The apparatus is switched using a removable key which prevents unauthorised use and is supplied with a 9V power supply and full instructions.</p> <p>Technical Specifications:</p> <ul> <li>Power Output: &lt;1mW max.</li> <li>Laser Class: Class 2</li> <li>Laser Wavelengths: Green - 532nm (+/-5nm), Red - 655 (+/-5nm)</li> <li>Beam Divergence: Green - 1.5mRad, Red - 1.5mRad</li> <li>Input Voltage: External 9V D.C. power supply: +ve pin (Included)</li> <li>Modulation: 1Mhz internal, audio frequencies external</li> <li>Dimensions: (L)150mm x (W)110mm x (H)65mm</li> <li>Weight: 390g.</li> </ul> | 259.95 | EA | FVRATE20 | 1
Physics | B8R07377 | Ripple Tank Mklll | <p>This compact unit from Lascells provides an elegant method of demonstrating the wave phenomena of reflection, diffraction, refraction and interference with none of the setting-up problems usually associated with ripple tanks. The concept has been further developed to offer new features and simplicity in this MkIII design.</p> <p>The unit is completely self-contained with the translucent viewing screen hinging away to reveal a 12cm water tank. The tank is removable for ease of use and has an integral multi-faceted beach which virtually eliminates unwanted reflections.</p> <p>Illumination is from a high intensity built-in LED which can be automatically strobed in sync with the waves to give perfectly stationary images, or switched to allow the user independent control of the wave and strobe frequencies giving the impression of wave motion across the viewing screen.</p> <p>The unit is supplied with three robust dippers which can be easily adjusted to suit the depth of water being used. A selection of barriers shapes and lenses are also provided to enable reflection, refraction, diffraction and interference along with the focussing properties of lenses to be demonstrated. All of the accessories can be stored neatly inside the unit when not in use.</p> <ul> <li>Dimensions: (L)225 x (W)170 x (H)143</li> <li>Weight: 1.07kg</li> <li>Input Voltage: Regulated 12V DC +pin</li> <li>Current Requirement: 400mA</li> <li>Strobe Frequency Range: 30 - 500Hz nominal</li> </ul> | 139.65 | EA | FVRATE20 | 1
Physics | B8R07378 | Periscope Kit | <p>A pack of 30 cardboard periscope nets with mirrors. Allows pupils to make their own periscopes. Requires double sided tape for fixing the mirrors in place and normal tape for securing the net. </p> <ul> <li>Dimensions: 240mm x 110mm x 40mm flat</li> <li>Mass: 0.4kg</li> </ul> | 26.95 | EA | FVRATE20 | 1
Physics | B8R07379 | Box For Radioactive Source | <p>Radioactive Source Storage Box consisting of a wooden box with hinged lid, lead container and lead container lid. Suitable for storing standard radioactive cup sources. </p> <p> </p> | 83.15 | EA | FVRATE20 | 1
Lab Equipment | B8R07382 | Plug Wiring Kit | <p>Kit ideal for teaching students how to wire plugs.&nbsp; Care must be taken that students&nbsp;<strong>DO NOT</strong> plug these into the mains electricity supply during the lesson.</p> <p>Comprises:</p> <ul> <li>10m Flexible Mains Cable 6A 300V</li> <li>20 x Mains plugs</li> <li>5 x Automatic Wire Strippers</li> <li>6 x Mains Test Screwdriver</li> </ul> | 108.95 | PK | FVRATE20 | 1
Physics | B8R07383 | Bek 5kω Ntc Thermistor | <p>BEK NTC Thermistor mounted on a yellow baseplate with sockets to accommodate the connection of 4mm plug leads. Excellent for general circuit work.</p> <ul> <li>Thermistor: 5k Ohm</li> </ul> | 5.05 | EA | FVRATE20 | 1
Physics | B8R07384 | Bek 1n5401 Diode | <p>BEK general purpose Diode mounted on a yellow baseplate with sockets to accommodate the connection of 4mm plug leads. Excellent for general circuit work. </p> <ul> <li>Diode: 1N5401</li> <li>3A maximum current.</li> </ul> <p> </p> | 2.85 | EA | FVRATE20 | 1
Physics | B8R07385 | Bek White Led 30ma Max | <p>BEK LED mounted on a yellow baseplate with sockets to accommodate the connection of 4mm plug leads. Excellent for general circuit work. </p> <ul> <li>Colour: White</li> <li>Forward Voltage: 3V</li> <li>Maximum Current: 30mA.</li> </ul> | 2.85 | EA | FVRATE20 | 1
Physics | B8R07386 | Bek 100ω 1w Potentiometer | <p>BEK Resistor mounted on a yellow baseplate with sockets to accommodate the connection of 4mm plug leads. Excellent for general circuit work. </p> <ul> <li>Potentiometer: 100O, 1W </li> </ul> | 10.25 | EA | FVRATE20 | 1
Physics | B8R07387 | Bek 1kω 0.5w Resistor | <p>BEK Resistor mounted on a yellow baseplate with sockets to accommodate the connection of 4mm plug leads.</p> <p>Excellent for general circuit work.</p> <ul> <li>Resistor: 1K&Omega; 0.5W</li> </ul> | 2.85 | EA | FVRATE20 | 1
Physics | B8R07388 | Bek 470ω 2w Resistor | <p>BEK Resistor mounted on a yellow baseplate with sockets to accommodate the connection of 4mm plug leads. Excellent for general circuit work. </p> <ul> <li>Resistor: 470O, 2W </li> </ul> | 2.85 | EA | FVRATE20 | 1
Physics | B8R07389 | BEK 100w 1W Resistor | <p>BEK Resistor mounted on a yellow baseplate with sockets to accommodate the connection of 4mm plug leads.</p> <p>Excellent for general circuit work.</p> <ul> <li>Resistor: 100&Omega;, 1W</li> </ul> | 2.85 | EA | FVRATE20 | 1
Physics | B8R07390 | Bek 47r 2w Resistor | <p>BEK Resistor mounted on a yellow baseplate with sockets to accommodate the connection of 4mm plug leads.</p> <p>Excellent for general circuit work.</p> <ul> <li>Resistor: 47&Omega;, 2W</li> </ul> | 2.85 | EA | FVRATE20 | 1
Physics | B8R07391 | BEK Advanced Kit | <p>In the BEK Advanced Kit, the components are mounted on bright yellow plastic bases, each with two 4mm diameter sockets. Excellent for more advanced circuit work.</p> <p>Kit Contains:</p> <ul> <li>5000 Ohm Thermistor</li> <li>1N5401 Diode</li> <li>White LED (30mA Max)</li> <li>100 Ohm 5W Variable resistor</li> <li>1k Ohm 0.5W resistor</li> <li>470 Ohm resistor</li> <li>100 Ohm 1W resistor</li> <li>47 Ohm 2W resistor</li> <li>22 Ohm 2W resistor</li> <li>10 Ohm 2W resistor</li> <li>2200uF capacitor</li> <li>10F super capacitor</li> <li>Reed switch</li> </ul> | 59.95 | EA | FVRATE20 | 1
Physics | B8R07392 | Bek 22r 2w Resistor | <p>BEK Resistor mounted on a yellow baseplate with sockets to accommodate the connection of 4mm plug leads.</p> <p>Excellent for general circuit work.</p> <ul> <li>Resistor: 22&Omega;, 2W Resistor.</li> </ul> | 2.85 | EA | FVRATE20 | 1
Physics | B8R07393 | Bek 10r 2w Resistor | <p>BEK Resistor mounted on a yellow baseplate with sockets to accommodate the connection of 4mm plug leads.</p> <p>Excellent for general circuit work.</p> <ul> <li>Resistor: 10&Omega;, 2W</li> </ul> | 2.85 | EA | FVRATE20 | 1
Physics | B8R07394 | Bek 2200uf Capacitor | <p>BEK Capacitor mounted on a yellow baseplate with sockets to accommodate the connection of 4mm plug leads. Excellent for general circuit work.</p> <ul> <li>Capacitor: 2200&micro;F</li> <li>Voltage: 35V</li> </ul> | 2.85 | EA | FVRATE20 | 1
Physics | B8R07395 | Bek 10f Super Capacitor | <p>BEK Super Capacitor mounted on a yellow baseplate with sockets to accommodate the connection of 4mm plug leads.</p> <p>Excellent for general circuit work.</p> <ul> <li>Rated to 2.5V</li> <li>Polarised capacitor with positive marking on tile base.</li> </ul> | 12.8 | EA | FVRATE20 | 1
Physics | B8R07396 | Bek Reed Switch | <p>BEK Reed Switch mounted on a yellow baseplate with sockets to accommodate the connection of 4mm plug leads. Excellent for general circuit work. </p> <p> </p> | 3.45 | EA | FVRATE20 | 1
Physics | B8R07402 | Easy Read Set | <p>Bundle in a Gratnells tray with lid for easy storage.</p> <p>Contains:</p> <ul> <li>10 x Easy-Read Meters</li> <li>10 x 10A d.c. attachments</li> <li>10 x 20V d.c. attachments</li> <li>10 x batteries</li> <li>10 x 250mm leads</li> </ul> <p>Colour for the tray may very.</p> | 805.79 | PK | FVRATE20 | 1
Physics | B8R07405 | Ammeter Dual Range | <p>This moving coil analogue ammeter by Unilab is suitable for measuring d.c. current in two ranges.&nbsp;</p> <ul> <li>Ranges: 0 - 1A or 0 - 5A</li> <li>Volts drop: 75mV.</li> </ul> | 57.95 | EA | FVRATE20 | 1
Physics | B8R07406 | Sep Energy Meter | <p>The SEP Energymeter can be used without a computer: designed to be simple enough for KS3 students to use, and flexible enough for more advanced use at KS4 and beyond. It just requires a supply and a load to be plugged into the meter, for example, a solar panel and a motor, and the meter will display the values of the power and the energy transferred.</p> <p>For simplicity, the instrument automatically adjusts the display to show suitable units and an appropriate number of decimal places so that it can deal with a very wide range of values (e.g. for energy, from 100 nanojoules up to 1.75 megajoules).</p> <p>Energy is a concept that many students find difficult. There are many opportunities to use the SEP Energymeter for practical activities in a wide range of topics across the curriculum. By enabling pupils to get hands-on experience of measuring energy, they can gain a better understanding of a key idea about energy that often gets lost - that energy is a quantitative concept that is used to solve problems and answer real questions.</p> <ul> <li>Current Range: &plusmn;7A (current can flow in either direction)</li> <li>Voltage Range: &plusmn;25V</li> <li>Log Memory: 2500 samples</li> <li>Log Sample Period: 1, 2, or 4 seconds</li> </ul> <p>The meter can be powered over USB or using a 5V mains adaptor (included).</p> | 92.65 | EA | FVRATE20 | 1
Physics | B8R07407 | Gauss Gun | <p>This demonstration of the Gauss gun effect uses a 660mm long section of acrylic tube to house rare earth magnets and ball bearings. One end is raised slightly to allow the first ball to begin its movement and there is a rubber stopper at the other end to prevent any dangerous projectiles. </p> <p>The Gauss Gun provides a safe but dramatic demonstration of the acceleration of a body in a magnetic field and the conservation of momentum. It uses groups of high strength neodymium magnets to accelerate steel ball bearings with the whole assembly contained in a closed, transparent plastic tube for safety. </p> <p>A great discussion experiment on the nature and strength of magnetic fields, momentum, conservation of energy etc. </p> | 21.15 | EA | FVRATE20 | 1
Physics | B8R07412 | Archimedes Principle Kit | <p>An excellent kit which can be used to explain, demonstrate and calculate Archimedes principle.</p> <p>Kit consists:</p> <ul> <li>1 x metal regular shaped solid,</li> <li>1 x metal irregular shaped solid,</li> <li>1 x beaker to collect displacement liquid,</li> <li>1 x newton meter with suspension hook</li> <li>1 x glass displacement vessel.</li> </ul> <p>Please note that the item is supplied without retort stand and suspension hook</p> | 23.45 | EA | FVRATE20 | 1
Physics | B8R07413 | Camera Obscura | <p>The ancestor of all cameras, this hand-held Pinhole Camera obscura projects an image onto a screen inside the box. The wooden camera is supplied in kit form and has an authentic look and feel when assembled. </p> <p>Optical Pins are sold separately (B8R06824). </p> | 5.39 | EA | FVRATE20 | 1
Glassware, Plastics & Ceramics | B8R07415 | Test Tube Rack 25mm Tubes | <p>Metal test tube rack suitable to use with the Unstirred Thermo & Boiling range and our Philip Harris range of Water Baths. </p> <ul> <li>Accommodates 18 x 25mm diameter tubes</li> </ul> | 159.95 | EA | FVRATE20 | 1
Appliances | B8R07423 | Hot Plate 180 X 180mm Stage Area | <p>This is a cost effective analogue hotplate from Medline. It offers a large heating area of 180 x 180mm with safe controlled heating up to 400&deg;C. Constructed from chemically resistant ceramic coated steel, this laboratory hotplate delivers excellent reliability with reproducible results at a sensible price. A screwed 12.5mm screwed thread is included for the addition of a retort rod (not included).</p> <p>The 'MS' Series has the following features and specifications.</p> <ul> <li>Case Construction: Steel, with chemical resistant coating.</li> <li>Stage area: 180 x 180mm.</li> <li>Temperature: Up to 400C (max).</li> <li>Power Supply: 220V a.c.</li> </ul> | 182.45 | EA | FVRATE20 | 1
Physics | B8R07429 | Replacement Wheels For Dynamics | <p>Replacement Wheel for Dynamics Trolleys.</p> <p>Sold as an each.</p> <p>Colour may vary.</p> | 11.15 | EA | FVRATE20 | 1
Lab Equipment | B8R07433 | 1a Time Delay Fuses P100 | <ul> <li>CamdenBoss CF0520T Series Time Delay 20 x 5mm fuses</li> <li>1A </li> <li>Glass cartridge with nickel plated end caps.</li> <li>VDE, SEMKO, BSI & UL approved</li> <li>Pack of 100</li> </ul> | 11.59 | PHA | FVRATE20 | 1
Biology | B8R07437 | Drosophila Wild Type Small Culture | <p>Drosophila melanogaster, fruit flies. Suitable for cross breeding. </p> <ul> <li>Phenotype: Wild Type</li> <li>Small Culture: Tube of 25 flies, male and female mixed. </li> </ul> | 14.7 | EA | FVRATE20 | 1
Biology | B8R07440 | Drosophila Vestigial Wing Small Culture | <p>Drosophila melanogaster, fruit flies. Suitable for cross breeding.</p> <ul> <li>Phenotype: Vestigial Short Wing</li> <li>Small Culture: Tube of 25 flies, male and female mixed</li> </ul> | 19.3 | EA | FVRATE20 | 1
Pens | B8R07452 | Classmates Perm Colour Markers Assort | <p>These new Classmates permanent markers are a great alternative to the market leading brands. They offer great value for money and this assorted pack gives you a great variety of 20 colours with a bullet tip line width of 2mm. Can be used on all surfaces including paper, card, plastic, metal and glass.</p> | 8.59 | P20 | FVRATE20 | 1
Catering | B8R07636 | Plastic Strainer 150 Mm | <ul> <li>Plastic Strainer</li> <li>Polyethylene mesh</li> <li>Polypropylene frame</li> <li>Size: 150mm diameter</li> </ul> | 5.59 | EA | FVRATE20 | 1
Site Maintenance | B8R07662 | Ever Ready 996 Battery | <p>Zinc carbon Lantern battery with spring terminal connections.&nbsp; Suitable for educational bulb and switch applications and for use with the Unilab MFA Range</p> <ul> <li>0% mercury cadmium</li> <li>Dimensions: (H)95 x (W)65 x (D)65mm - excluding springs</li> <li>Weight: 578g</li> </ul> | 3.99 | EA | FVRATE20 | 1
Design & Technology | B8R07687 | Makerspace Trolley | <p>The new Gratnells MakerSpace trolley is the latest addition to the successful Callero family of specialist school storage.</p> <p>Designed to work with the rest of the Callero range, the MakerSpace trolley can be configured with a variety of tray and storage bin options. The standard Gratnells trays can be interchanged with fixed storage to transport materials and tools to a work area, and the trolley can also be used as a standalone workstation, with ample storage for many materials and hand tools.</p> <p>Gratnells trays have also become the system of choice for many STEM and STEAM kit manufacturers, and again these will fit directly into the MakerSpace trolley.</p> <p>Comes complete with Gratnells trays and a starter kit:</p> <ul> <li>3 Deep Gratnells Trays</li> <li>12 Shallow Gratnells Trays</li> <li>9 green mini bins</li> <li>1 pack x 5 75mm double hooks</li> <li>1 pack x5 50mm single hooks</li> <li>1 x metal tape holder</li> </ul> <p><strong>Features</strong>:</p> <ul> <li>Standard, interchangeable, Gratnells trays to accommodate a wide variety of materials</li> <li>Mix and match tray sizes to meet your changing needs</li> <li>Move trays between fixed storage, classroom furniture and MakerSpace trolley</li> <li>Many tray inserts available to sort and segment different components</li> <li>Wide range of tray colours to allow colour coding of parts</li> <li>Sliding trays, on Stop Safe runners, allow easy access to components</li> <li>Tool hangers can be moved and changed to suit many objects</li> <li>Robust steel frame and heavy duty lockable castors for reliable service</li> <li>Ergonomic loop handles for easy movement</li> </ul> <p>Flat Packed. H 1565 x W 1025 x D 430mm</p> | 769.99 | EA | FVRATE20 | 1
Physics | B8R07695 | Cloud Chamber | <p>This large cloud chamber allows the visualization of atomic particles as they pass through a super saturated Isopropanol vapour, cooled by dry ice. Energetic charged particles collide with the gas molecules causing a trail of ionized particles. These ionized gas particles act as nucleation sites on which the super saturated alcohol vapour condenses, leaving a cloud like trail that lasts for a few seconds. The built in LED lighting is collimated to produce less glare, making the traces highly visible. The foam inserts housed in a Gratnells tray, provide excellent insulation giving run times of over one hour, as well as convenient storage. The large tank size means the cloud chamber is even capable of detecting background radiation.</p> <ul> <li>Supplied with a thoriated welding rod to use as a source and full instructions.</li> </ul> <p>Additional products required to operate (not included):</p> <ul> <li>Isopropanol (Propan-2-ol) - B8F78836</li> <li>12V d.c. Power Supply - PP00057620 (or similar)</li> <li>4mm Connecting Lead - B8R05705 (2 required)</li> <li>Dry Ice - B8R05358 (10kg of 9mm pellets)</li> </ul> | 101.29 | EA | FVRATE20 | 1
Physics | B8R07696 | Power Amplifier | <p>The Power Amplifier is a very useful classroom resource that allows students to amplify and listen to a variety of audio sources ranging from microphones and audio devices with a 3.5mm headphone socket, to signal generators equipped with 4mm socket outputs. The amplifier is particularly suitable for driving Vibration Generators and Rubens' tubes when a power signal generator is not available. The amplifier has an internal 10W speaker that can be switched off</p> <p>When not required. The outputs are overload and short-circuit protected.</p> <ul> <li>Output: 3.5Wrms / 4ohm or 2Wrms / 8ohm</li> <li>Total harmonic distortion: 0.05% (1W / 1kHz)</li> <li>Frequency response: 20Hz to 20kHz (-3dB)</li> <li>Signal-to-noise ratio: 86dB (A weighted)</li> <li>Input sensitivity: 40mV / 150K Ohm</li> <li>Supply voltage: 12Vdc</li> </ul> | 78.95 | EA | FVRATE20 | 1
Lab Equipment | B8R07697 | Deflagrating-spoon-and-cap | <p>Stainless steel cup and rod held by cork in a dished aluminium cap. </p> <p>Dimensions: </p> <ul> <li>Length 350mm</li> <li>Diameter of cap: 88mm</li> <li>Diameter of cup: 18mm</li> </ul> | 4.55 | EA | FVRATE20 | 1
Environmental Science | B8R07699 | Soil Test Kit | <p>HI-3895 combination test kit for agriculture allows you to test pH, nitrogen, phosphorus and potassium which are all important for the quality of soil.</p> <p>In agricultural applications, monitoring the quality of the soil is extremely important for the health and growth of crops. The pH level is an excellent guide as to which plants may thrive in a particular terrain, as well as indicating which conditioners and fertilisers to use.</p> <p>Hanna's quick Soil test provides growers with an economical way to quickly test pH as well as the three basic elements needed for a healthier plant: nitrogen (N), phosphorus (P) and potassium (K).&nbsp;</p> <p>The HI-3895 test kit is supplied with the following:</p> <ul> <li>40 powder packets (10 each for pH, N, P &amp; K)</li> <li>1ml plastic pipette</li> <li>Test tubes (4)</li> <li>Colour cards (4)</li> <li>One graduated card</li> </ul> | 37.99 | EA | FVRATE20 | 1
Physics | B8R07700 | Insulated Jackets 50mm (pack Of 5) | <p>Insulated Jackets made up of a thick felt sleeve and a base mat to fit 50mm diameter calorimeters. Excellent for investigations into insulation and heat loss. </p> <ul> <li>Pack of 5</li> </ul> | 26.59 | P 5 | FVRATE20 | 1
Physics | B8R07701 | Insulated Jackets 75mm (pack Of 5) | <p>Insulated Jackets made up of a thick felt sleeve and a base mat to fit 75mm diameter calorimeters. Excellent for investigations into insulation and heat loss. </p> <ul> <li>Pack of 5</li> </ul> | 26.59 | P 5 | FVRATE20 | 1
Appliances | B8R07706 | Qf Water Still 4ltr-hour 230v | <p>Manufactured in the U.K., the QWS4 combines performance and reliability with exceptional value for money. This water still incorporates a number of operational and safety features that make this still the ideal choice for yours laboratory. QWS4 is the only water still to feature an original high quality <strong>Pyrex&reg;</strong> glass boiler and condenser.</p> <p><strong>Features:</strong></p> <ul> <li>High Quality Distillate - The QWS4 water still will produce 4litres per hour of pyrogen-free single distilled water complying to ASTM and ISO standards.</li> <li>Safety First - The UK manufactured chromium plated double earthed heating element is fitted with two independent re-settable thermostats to protect the still from overheating should the water supply fail.</li> <li>Keeping Cool - The highly efficient Pyrex&reg; glass coil condenser ensures that the distillate is cooled ready for use.</li> <li>Easy Cleaning - Cleaning the still could not be simpler. Just add the cleaning solution via the funnel on the Pyrex&reg; boiler. No glassware dismantling will be required.</li> </ul> <p><strong>Specification:</strong></p> <ul> <li>Distillate quality complies with European Pharmacopoeia for Purified Water &amp; A.S.T.M. Type 4.</li> <li>Distillate: pH5.0-6.5.</li> <li>Distillate: conductivity 3.0-5.0uS/cm.</li> <li>Pyrex&reg; glass boiler and condenser minimise potential contamination of distillate from the leaching effect of distilled water on metal components.</li> <li>3kW chromium plated heating element with 2 independent re-settable thermostats protect the still in the event of water supply failure.</li> <li>Easy to clean. No glassware dismantling is required.</li> <li>Can be wall or bench mounted.</li> <li>CE marked by independent testing agency.</li> <li>Supplied with an instruction/operating manual.</li> </ul> | 1093.25 | EA | FVRATE20 | 1
Lab Equipment | B8R07709 | Replacement Electrode for ph Meter | <p>Replacement Electrode for pH Meter B8R04357</p> <ul> <li>Please note: the electrodes have a lifetime of approximately 12 months when stored correctly, and should be replaced periodically.</li> </ul> | 39.95 | EA | FVRATE20 | 1
Chemistry | B8R07711 | Mms-033 Molymod Biological Sciences Set | <p>The Molymod Biological Science Kit can be used to make quality, colour-coded 3D models. </p> <p>The set is designed for student use, and is ideal for group work, but can equally be used by individual students. The new set contains 34 atoms along with long, medium and short links, allowing the construction of open or compact models. </p> <p>Contents: </p> <ul> <li>14 Hydrogen atoms</li> <li>7 Oxygen atoms</li> <li>3 Nitrogen atoms</li> <li>6 Carbon atoms</li> <li>2 Sulphur atoms</li> <li>1 Copper atoms</li> <li>1 Phosphorus</li> <li>3 Pink R-Groups</li> <li>26 Single Bond Links</li> <li>12 Multiple Bond Links</li> <li>50 Compact Model Links</li> </ul> <p> </p> | 16.15 | EA | FVRATE20 | 1
Chemistry | B8R07712 | Electrode Holder | <p>A robust acrylic base, 130mm wide with two crocodile clip holders. </p> <p>The crocodile clips hold standard 5mm carbon rod or strip metal electrodes and can be connected to with 4mm leads. </p> <ul> <li>For use in electrolysis, electro-plating etc.</li> </ul> | 8.69 | EA | FVRATE20 | 1
Chemistry | B8R07734 | Gas Syringe End Cap | <p>Plastic end cap for 100ml Glass Gas Syringes (B8A36171). </p> <ul> <li>Supplied in a pack of 10.</li> </ul> | 7.59 | P10 | FVRATE20 | 1
Lab Equipment | B8R07753 | Mini Infrared Thermometer | <p>This is a mini infrared thermometer from Uni-Trend that determines the temperature of objects through their emitted radiation. Its main function is to measure temperature from a distance.</p> <p>It consumes very little power and helps users to measure temperature quickly and accurately.&nbsp; The Thermometer uses a Laser Pointer for aiming purposes which can be switched off if required.&nbsp; The usual Health &amp; Safety protocols should always be followed when the laser is turned on.</p> <p><strong>Specification:</strong></p> <ul> <li>Dual display (real-time/MAX, real-time/MIN)</li> <li>LCD backlight</li> <li>&deg;C / &deg;F option</li> <li>Auto power off</li> <li>Low battery indication</li> <li>Auto data hold</li> <li>Optional (on/off) laser pointer</li> </ul> <p><strong>Dimensions : </strong></p> <ul> <li>Product: 153mm X 108mm X40mm</li> <li>LCD size: 22mm X 22mm</li> </ul> <p>Not suitable for medical use.</p> | 22.95 | EA | FVRATE20 | 1
Physics | B8R07761 | Resonance Tube | <p>This apparatus is ideal for all resonance investigations in air columns. </p> <p>The main tube is 1 metre long and 50mm diameter which takes a high power sound wave generator unit plugged in to one end. The generator is driven by a standard laboratory signal generator (B8G85779 or similar) and as the frequency is adjusted the various resonance modes are detected by increased loudness of the note. </p> <p>The open pipe can be studied or a variable length closed pipe can be used by inserting the piston assembly provided. By using a higher amplitude on the generator, Kundt's tube investigations can be undertaken. Fine cork or polystyrene dust is distributed throughout the tube and at resonance the powder gathers at the nodes. Wavelengths can be easily measured. </p> <p>To get a good response a closed tube is preferable, to reduce the sound levels in the laboratory while producing a measurable effect. </p> <p>The apparatus comes complete with: </p> <ul> <li>Two supports for the tube,</li> <li>Sound wave generator,</li> <li>Resonance tube,</li> <li>Closing bung</li> <li>Full instructions.</li> </ul> <p>Requires a Signal Generator (B8G85779 or similar). </p> | 126.85 | EA | FVRATE20 | 1
Physics | B8R07763 | Sds1022 Oscilloscope | <p>The SDS1022 digital oscilloscope from Owon offers reliable measurement technology for a great price.</p> <p>It is ideal for the workshop, hobbies or educational use.</p> <p>The 7" colour TFT LCD panel with a resolution of 800 x 480 allows excellent readability of the waveforms. It offers a 20MHz bandwidth, a sampling rate of 100 MSa/s in dual channel and a memory depth of 10K.</p> <ul> <li>Supports SCPI and LabVIEW communications protocols.</li> <li>Includes a USB port for connection to PC and as a host to connect a USB drive.</li> <li>Supplied with 2 probes, USB cable, PC software, power cable and user manual.</li> </ul> <p>Specification:</p> <ul> <li>Bandwidth: 20 MHz</li> <li>Sampling: 100 MS/s</li> <li>Display: 7" colour TFT display 800x480 pixels</li> <li>Memory: 10K</li> <li>Maximum voltage: 400V (peak)</li> <li>Time base: 5 nS / Div at 100 s / Div</li> <li>Voltage difference And time difference between cursors</li> <li>Vpp, Vmax, Vmin, Vtop, Vamp, Vamp, Vavg, Vrms, Overshoot, Preshoot, Freq, Period, Rise Time, Fall Time, Delay A? B Rising Edge, Delay A? B Falling Edge, + Width, -Width, + Duty, -Duty</li> <li>Interfaces: USB PC Connection, USB Host for pendrives</li> <li>Dimensions: (W)301mm x (H)152mm x (D)70mm</li> <li>Weight: 1.10kg</li> <li>Shipping Weight 1.6 kg</li> </ul> | 204.95 | EA | FVRATE20 | 1
Glassware, Plastics & Ceramics | B8R07783 | Simax Bottle 2000ml Ptfe Lined Cap | <p>Simax&reg; screw-top graduated reagent bottle with GL45 thread red cap.&nbsp;&nbsp;Suitable for autoclaving / dry heat sterilisation up to 200&deg;C.&nbsp;&nbsp;Cap must be loose in order to autoclave.&nbsp;&nbsp;With pouring ring and PTFE seal.</p> <ul> <li>Volume: 2000ml</li> <li>Pack of 10</li> </ul> <p>In order to make this bottle suitable for storing concentrated acid, the red pouring ring must be removed from the bottle.</p> <p>Clear glass bottles are suitable for storing concentrated Nitric Acid if kept in a dark chemical store.</p> | 171.05 | P10 | FVRATE20 | 1
Physics | B8R07784 | Spark Discharge | <p>The Spark Discharge Apparatus is an extremely visual and audible demonstration of the ionization of air caused by Alpha particles. As an Alpha source is moved along the brass mesh, Alpha particles ionize the air, causing a conductive path to form from the mesh to the conductor below, causing a shower of bright sparks and a crackling sound. Moving the source along the track clearly demonstrates that the sparks follow the source.</p> <ul> <li>Includes operating instructions.</li> </ul> <p>Requires the following equipment:</p> <ul> <li>An alpha radioactive source: B8A49591</li> <li>EHT (5kV) power supply - B8R02653</li> <li>EHT Safety Lead - B8R05926 &amp; B8R05927</li> </ul> | 65.99 | EA | FVRATE20 | 1
Glassware, Plastics & Ceramics | B8R07787 | Simax Bottle 100ml Ptfe Lined Cap | <p>Simax&reg; screw-top graduated reagent bottle with GL45 thread red cap.&nbsp;&nbsp;Suitable for autoclaving / dry heat sterilisation up to 200&deg;C&nbsp;&nbsp;Cap must be loose in order to autoclave.&nbsp; With pouring ring and PTFE seal</p> <ul> <li>Volume: 100ml</li> <li>Height: 105mm</li> <li>Outer Diameter: 56mm</li> <li>Pack of 10</li> </ul> <p>In order to make this bottle suitable for storing concentrated acid, the red pouring ring must be removed from the bottle.</p> <p>Clear glass bottles are suitable for storing concentrated Nitric Acid if kept in a dark chemical store.</p> | 88.85 | P10 | FVRATE20 | 1
Glassware, Plastics & Ceramics | B8R07788 | Simax Bottle 250ml Ptfe Lined Cap | <p>Simax&reg; screw-top graduated reagent bottle with GL45 thread red cap.&nbsp;&nbsp;Suitable for autoclaving / dry heat sterilisation up to 200&deg;C&nbsp;&nbsp;Cap must be loose in order to autoclave.&nbsp;&nbsp;With pouring ring and PTFE seal.</p> <ul> <li>Volume: 250ml</li> <li>Height: 143mm</li> <li>Outer Diameter: 70mm</li> <li>Pack of 10</li> </ul> <p>The Pouring Ring must be removed from the red lid in order to make the bottle suitable for concentrated Nitric Acid storage.&nbsp;</p> <p>Clear glass bottles are suitable for storing concentrated Nitric Acid if they are kept in a dark chemical store.</p> | 74.25 | P10 | FVRATE20 | 1
Glassware, Plastics & Ceramics | B8R07789 | Simax Bottle 500ml Ptfe Lined Cap | <p>Simax&reg; screw-top graduated reagent bottle with GL45 thread red cap.&nbsp;&nbsp;Suitable for autoclaving / dry heat sterilisation up to 200&deg;C &amp; for long term chemical storage.&nbsp;&nbsp;Cap must be loosened in order to autoclave.&nbsp;With pouring ring and PTFE seal.</p> <ul> <li>Volume: 500ml</li> <li>Height: 182mm</li> <li>Outer Diameter: 86mm</li> <li>Pack of 10</li> </ul> <p>In order to make this bottle suitable for storing concentrated acid, the red pouring ring must be removed from the bottle.</p> <p>Clear glass bottles are suitable for storing concentrated Nitric Acid if kept in a dark chemical store.</p> | 88.85 | P10 | FVRATE20 | 1
Glassware, Plastics & Ceramics | B8R07790 | Screw Top Gl45 For 2070 Bottle Ptfe Seal | <p>Spare screw top lids for Simax&reg; Screw Top reagent bottles.&nbsp; Red, with PTFE seal.&nbsp; Autoclavable / dry heat sterilisation to 200&deg;C.&nbsp; GL45 screw thread.</p> <ul> <li>Colour: Red</li> <li>Pack of 10</li> </ul> <p>Suitable when combined with Simax Bottles for concentrated acid storage (e.g. Nitric Acid).&nbsp; Please note the Pouring Ring must be removed from the Simax bottles in order to make them suitable for storing concentrated acids.</p> | 73.59 | P10 | FVRATE20 | 1
Glassware, Plastics & Ceramics | B8R07791 | Simax Reagent Bottle Amber 100ml | <p>Simax&reg; screw-top graduated reagent bottle with GL45 thread blue cap.&nbsp;&nbsp;Amber glass.&nbsp;&nbsp;Suitable for autoclaving up to 140&deg;C. Cap must be loose in order to autoclave.&nbsp;&nbsp;With pouring ring and PTFE seal.</p> <ul> <li>Volume: 100ml</li> <li>Height: 105mm</li> <li>Outer Diameter: 56mm</li> <li>Pack of 10</li> </ul> <p>In order to make this bottle suitable for storing concentrated acid, the blue lid and blue pouring ring must be removed from this bottle.</p> <p>The lid must be replaced with a Red Simax Bottle Top which are available to purchase separately - B8R07790</p> | 88.85 | P10 | FVRATE20 | 1
Glassware, Plastics & Ceramics | B8R07792 | Simax Reagent Bottle Amber 250ml | <p>Simax&reg; screw-top graduated reagent bottle with GL45 thread blue cap.&nbsp;Amber glass.&nbsp;Suitable for autoclaving up to 140&deg;C. Cap must be loose in order to autoclave.&nbsp;With pouring ring and PTFE seal.</p> <ul> <li>Volume: 250ml</li> <li>Height: 143mm</li> <li>Outer Diameter: 70mm</li> <li>Pack of 10</li> </ul> <p>In order to make this bottle suitable for storing concentrated acid, the blue lid and blue pouring ring must be removed from this bottle.</p> <p>The lid must be replaced with a Red Simax Bottle Top which are available to purchase separately - B8R07790</p> | 100.75 | P10 | FVRATE20 | 1
Glassware, Plastics & Ceramics | B8R07793 | Simax Reagent Bottle Amber 500ml | <p>Simax&reg; screw-top graduated reagent bottle with GL45 thread blue cap.&nbsp;&nbsp;Amber glass.&nbsp;&nbsp;Suitable for autoclaving up to 140&deg;C. Cap must be loose in order to autoclave.&nbsp;&nbsp;With pouring ring and PTFE seal.</p> <ul> <li>Volume: 500ml</li> <li>Pack of 10</li> </ul> <p>In order to make this bottle suitable for storing concentrated acid, the blue lid and blue pouring ring must be removed from this bottle.</p> <p>The lid must be replaced with a Red Simax Bottle Top which are available to purchase separately - B8R07790</p> | 174.89 | P10 | FVRATE20 | 1
Glassware, Plastics & Ceramics | B8R07794 | Simax Reagent Bottle Amber 1000ml | <p>Simax&reg; screw-top graduated reagent bottle with GL45 thread blue cap.&nbsp;Amber glass. Suitable for autoclaving up to 140&deg;C. Cap must be loose in order to autoclave.&nbsp;With pouring ring and PTFE seal.</p> <ul> <li>Volume: 1000ml</li> <li>Height: 203mm</li> <li>Outer Diameter: 101mm</li> <li>Pack of 10</li> </ul> <p>In order to make this bottle suitable for storing concentrated acid, the blue lid and blue pouring ring must be removed from this bottle.</p> <p>The lid must be replaced with a Red Simax Bottle Top which are available to purchase separately - B8R07790</p> | 238.19 | P10 | FVRATE20 | 1
Glassware, Plastics & Ceramics | B8R07796 | Simax Bottle 1000ml Ptfe Lined Cap | <p>Simax&reg; screw-top graduated reagent bottle with GL45 thread red cap.&nbsp;&nbsp;Suitable for autoclaving / dry heat sterilisation up to 200&deg;C&nbsp; Cap must be loose in order to autoclave.&nbsp;&nbsp;With pouring ring and PTFE seal.</p> <ul> <li>Volume: 1000ml</li> <li>Height: 203mm</li> <li>Outer Diameter: 101mm</li> <li>Pack of 10</li> </ul> <p>In order to make this bottle suitable for storing concentrated acid, the red pouring ring must be removed from the bottle.</p> <p>Clear glass bottles are suitable for storing concentrated Nitric Acid if they are kept in a dark chemical store.</p> | 104.09 | P10 | FVRATE20 | 1
Physics | B8R07797 | Basic Motion Measurement Kit | <p>Updated kit for Motion Measurement using the Unilab Millisecond Timer as the timing device.</p> <p>The kit contains:</p> <ul> <li>1 x Unilab Millisecond Timer</li> <li>2 x Unilab Light Gates</li> </ul> <p>The Unilab Millisecond Timer is a versatile and simple to use millisecond timer offering a convenient way to measure time durations of 0 - 9.999 s. It has built in logic to allow A - A and A - B timing modes using the two inputs provided. The millisecond timer automatically adjusts for normally open and normally closed switches making set-up very simple.</p> <ul> <li>Minimum time interval 0.001s</li> </ul> <p>Our popular Unilab Light Gates are fully protected against incorrect connection of signal or power and power supplies from 9 to 25V a.c or d.c. can be used.</p> <p>A signal LED indicates that the unit is functioning correctly when obstructed.</p> <p>Light Gates are compatible with all of our timing devices such as: Motion QED (B8H28020), Fast timer (B8H28573), and Scaler-Timer (B8H28925).</p> <p>The Advanced Motion Measurement Kit is a perfect choice for use with the g by freefall apparatus and other fast timing applications.</p> | 167.95 | PK | FVRATE20 | 1
Protective Workwear | B8R07798 | Premium Leather Gloves | <p>Gauntlet style gloves designed to provide protection for the hand and forearm against intermittent exposure to heat. </p> <ul> <li>Overall length: 350mm.</li> <li>Colours may vary.</li> </ul> | 6.49 | PAA | FVRATE20 | 1
Lab Equipment | B8R07799 | Newtons Scales | <p>A set of bathroom weighing scales calibrated in Newtons. </p> <ul> <li>Max 1200N in 10N divisions</li> <li>Dimensions: 271 x 243 x 43 mm</li> <li>Mass: 1.3kg</li> </ul> | 27.79 | EA | FVRATE20 | 1
Glassware, Plastics & Ceramics | B8R07800 | Azlon 30ml Container With Screw Cap Pp | <p>Azlon&reg; plastic screw cap containers are composed of polypropylene which provides good chemical resistance.</p> <p>These wide neck containers have liner-less screw caps.</p> <p>Ideal for storage of samples, powders, etc.</p> <ul> <li>Volume: 30ml</li> <li>Pack of 72</li> </ul> | 51.15 | P72 | FVRATE20 | 1
Physics | B8R07802 | Midi Ripple Tank | <p>The Unilab Midi Ripple Tank provides a simple and effective way for students to investigate the properties of waves. The ripple tank is completely self-contained, requiring minimal set-up compared to traditional equipment.</p> <p>Simply add water and connect to a Power Signal Generator and a 12V DC Power Supply and you are ready to go.</p> <p>The Unilab Midi Ripple Tank incorporates a built-in LED stroboscope to provide perfectly stationary images and the large front facing screen makes this ripple tank ideal for both demonstrations and student use.</p> <p>The ripple tank comes complete with an extensive range of accessories, all housed in a custom foam insert, including three dippers and a selection of barrier shapes and lenses.</p> <p>The whole ripple tank is housed within a Gratnells tray for easy transport and storage.</p> <p>Additionally required equipment:</p> <ul> <li>Water</li> <li>Surfactant</li> <li>12V d.c. power supply (PP00057620)</li> <li>Power Signal Generator (PP00051869)</li> <li>4 x 4mm leads</li> </ul> | 244.95 | EA | FVRATE20 | 1
Physics | B8R07806 | Rayzer Lightbox | <p>Bring modern technology into your classroom with this raybox for the 21st century. </p> <p>This unit is for studying ray optics. It contains 3 laser diode modules. The power of each diode is less than 1mW and the wavelength is 650nm. </p> <p>The RayZer Lightbox is supplied with a plug top power supply and is mounted on a white plastic baseboard. The beams may be switched between one beam and three beams. </p> <p>Paper can be placed on top of the baseboard and the rays traced. If required the unit can be used with a 9V PP3 type battery and our battery connector. </p> <p>Classroom management is eased as no blackout is required to operate the RayZer. </p> <p>When the RayZer is switched to one beam and a diffraction grating is placed in the path of the beam the wavelength of the laser light can be calculated. </p> <p>The RayZer has been tested for safety and it is class 2 to the current versions of IEC 60825-1 and BSEN 60825-1. </p> <p>Full instructions are supplied. </p> <ul> <li>Wavelength: 650nm</li> <li>Laser Class: Class 2</li> <li>Diode Power: <1mW</li> </ul> <p>Associated Products include: </p> <ul> <li>Diffraction Gratings (B8A46279, B8A46280, B8A46231)</li> <li>Lens Set for RayZer Lightbox (B8R07807)</li> </ul> | 100.85 | EA | FVRATE20 | 1
Physics | B8R07807 | Lens Set | <p>This set of lenses, prisms and mirrors is intended for use with our RayZer Lightbox. The plastic lenses are 15mm thick. The base of each lens has been treated so that the passage of the beam can be clearly seen inside the plastic. </p> <p>The lens set comprises of: </p> <ul> <li>3 x prisms</li> <li>1 x rectangular block</li> <li>1 x circular block</li> <li>1 x semi-circular block</li> <li>1 x thin concave lens</li> <li>1 x wide concave lens</li> <li>1 x thin convex lens</li> <li>1 x wide convex lens</li> <li>2 x plane mirrors</li> <li>1 x concave/convex mirror</li> </ul> <p>The two plane mirrors enable reflection to be studied and the parabolic mirror is for demonstrating the focussing of the three parallel rays or turning it round the other way to show the diverging of the rays. </p> <p>This set should enable general basic school optics to be studied. </p> <ul> <li>The RayZer Lightbox is available to purchase separately (B8R07806).</li> </ul> | 56.45 | EA | FVRATE20 | 1
Physics | B8R07817 | Bek Voltmeter | <p>The Unilab BEK Voltmeter is a new addition to the Unilab Basic Electricity Kit. This simple, miniature Voltmeter is an ideal way to make Voltage measurements in electrical circuits.</p> <p>Specification:</p> <ul> <li>Resolution: 10 mV</li> <li>Accuracy: &plusmn;2%</li> <li>Input Impedance: 1M&Omega;</li> <li>Connectors: 4mm</li> <li>Battery Life: 300 hours (Typ)</li> <li>Battery: 2 x AG13</li> <li>Maximum Voltage: 20V dc</li> </ul> <p>Dimensions:&nbsp;(L)60mm x (H)20mm x (W)30mm</p> <p>BEK Digital Ammeter is also available (B8R07818).</p> | 16.45 | EA | FVRATE20 | 1
Physics | B8R07818 | Bek Ammeter | <p>The Unilab BEK Ammeter is a new addition to the Unilab Basic Electricity Kit range. This simple, miniature Ammeter is an ideal way to make current measurements in electrical circuits. If the maximum current of 2A is exceeded, the Ammeter will automatically limit the current to 0.5A (Typ) and will reset automatically when the short circuit is removed.</p> <p>Specification:</p> <ul> <li>Resolution: 10 mA</li> <li>Accuracy: &plusmn;2%</li> <li>Input impedance: 300 m&Omega;</li> <li>Connectors: 4mm</li> <li>Battery life: 300 hours (Typ)</li> <li>Battery: 2 x AG13</li> <li>Maximum current: 2A dc</li> </ul> <p>Dimensions:&nbsp;(L)60mm x (H)20mm x (W)30mm</p> <p>BEK Digital Voltmeter is also available (B8R07817).</p> | 16.45 | EA | FVRATE20 | 1
Glassware, Plastics & Ceramics | B8R07822 | 125ml Dropping Bottle | <p>Plain round plastic dropping bottle, LDPE Natural, with drop dispensing cap.</p> <ul> <li>Volume: 125ml</li> <li>Pack of 10</li> </ul> | 11.95 | P10 | FVRATE20 | 1
Physics | B8R07827 | Coloured Acetate | <p>Pack of 5 A4 sized sheets of coloured acetate. The sheets are easily cut to make filters for colour experiments. Ideal for exploring colour-mixing and using with other colour and light resources on a light panel.</p> <ul> <li>One sheet each of Green, Blue, Yellow, Orange and Red.</li> <li>Size: 300mm x 210mm.</li> </ul> | 5.89 | EA | FVRATE20 | 1
Glassware, Plastics & Ceramics | B8R07829 | Test Tube Rack Hardwood With 6 Holes | <p>Hardwood test tube rack with heavy base for 6 tubes of up to 24mm diameter.</p> <p>Includes drying pins.</p> <ul> <li>Approximate Dimensions: (L)248mm x (H)95mm x (W)63mm</li> </ul> | 7.69 | EA | FVRATE20 | 1
Physics | B8R07830 | Rocket Launcher | <p>This unique plastic moulding turns a fizzy drink bottle into a squeezy or 'stomp rocket' launcher - enabling students, for example, to design and make educational kits intended for retail sale. Ideal for use in graphics and packaging projects. </p> <p>What do you get? </p> <ul> <li>10 x blue bottle rocket joiners</li> <li>10 x rocket nose cones (assorted colours)</li> <li>30 x rocket body printed sheets for rolling</li> <li>20 x sets of tail fin sets for sticking to rocket bodies</li> <li>1 x glue stick</li> </ul> <p>The tubes also serve for rolling the paper rocket. </p> <p>Please Note: bottles are NOT included. </p> | 24.55 | EA | FVRATE20 | 1
Environmental Science | B8R07831 | Wind Turbine | <p>This low-cost wind turbine was developed for educational use at British Council events. It comes as a complete easy-to-assemble unit capable of powering a buzzer, LED or solar motor.</p> <ul> <li>The unit will generate enough power to light an LED when placed in front of a domestic fan.</li> </ul> <p>The turbine unit comprises six 3mm corriflute blades each of which can be separately angled by twisting on their aluminium spokes.</p> <p>This facilitates several performance investigations. If the blades are angled too steeply, for example, the turbine slows because of drag.</p> | 16.95 | EA | FVRATE20 | 1
Glassware, Plastics & Ceramics | B8R07832 | Burette Single Bore Class B 50ml | <p>Single straight bore Class B glass burette with glass key stopcock &amp; blue ceramic graduation for ease of reading.</p> <ul> <li>Capacity: 50ml</li> <li>Class B</li> <li>Graduations: 0.1ml</li> <li>Tolerance: +/- 0.1ml</li> </ul> | 10.79 | EA | FVRATE20 | 1
Glassware, Plastics & Ceramics | B8R07833 | Dropping Bottles 60ml | <p>Economy dropping bottle comprising a glass pipette / dropper, high density polythene stopper with dust- proof head, and vinyl pipette teat.</p> <p>Both stopper and teat are highly resistant to chemical attack by acids and alkalis.</p> <ul> <li>Volume: 60ml</li> <li>Pack of 6</li> </ul> | 15.29 | P 6 | FVRATE20 | 1
Glassware, Plastics & Ceramics | B8R07834 | Funnel - 62mm | <p>These durable polypropylene funnels are chemically resistant and easy to clean. Ideal for general laboratory, kitchen or classroom purposes.</p> <ul> <li>Diameter: 62mm</li> <li>Stem Length: 63.5mm</li> <li>Height: 114mm</li> <li>Pack of 10</li> </ul> | 5.79 | P10 | FVRATE20 | 1
Glassware, Plastics & Ceramics | B8R07835 | Funnel - 100mm | <p>These durable polypropylene funnels are chemically resistant and easy to clean. Ideal for general laboratory, kitchen or classroom purposes.</p> <ul> <li>Funnel Diameter: 100mm</li> <li>Stem Length: 81mm</li> <li>Height: 152mm</li> <li>Pack of 10</li> </ul> | 6.79 | P10 | FVRATE20 | 1
Glassware, Plastics & Ceramics | B8R07836 | Funnel - 75mm | <p>These durable polypropylene funnels are chemically resistant and easy to clean. Ideal for general laboratory, kitchen or classroom purposes.</p> <ul> <li>Diameter: 75mm</li> <li>Stem Length: 76mm</li> <li>Height: 140mm</li> <li>Pack of 10</li> </ul> | 5.79 | P10 | FVRATE20 | 1
Glassware, Plastics & Ceramics | B8R07837 | Burette Stand | <p>Single burette stand, made of seasoned hardwood. Clamp included. Smallest allowable diameter burette or tube is 10mm in diameter.</p> <p>Includes black nylon thumb screws which allow for easy height adjustment.</p> <ul> <li>Base Size: 197m x 108mm</li> <li>Height: 495mm</li> </ul> | 9.25 | EA | FVRATE20 | 1
Glassware, Plastics & Ceramics | B8R07838 | Burette Clamp Stand | <p>Polypropylene burette clamp designed to hold one burette. Will fit retort stand rods of 10mm-12.5mm diameter. The spring-loaded jack and two tapered wedges assure a snug and safe fit.</p> | 20.75 | P10 | FVRATE20 | 1
Glassware, Plastics & Ceramics | B8R07839 | Polyprop Tiles | <p>Economy spotting tile with 12 cavities made of from high-density polyethylene</p> | 10.15 | P10 | FVRATE20 | 1
Glassware, Plastics & Ceramics | B8R07840 | Pip Class B 5ml Boro Glass Bulb White | <p>These borosilicate glass Class B bulb form pipettes have a white graduation for one mark accuracy. Volume is displayed in blue. Requires a pipette filler (not included).</p> <ul> <li>Volume: 5ml</li> <li>Length: 355mm</li> <li>Class B</li> </ul> | 1.39 | EA | FVRATE20 | 1
Glassware, Plastics & Ceramics | B8R07841 | Pip Class B 10ml Boro Glass Bulb Red | <p>These borosilicate glass Class B bulb form pipettes have a colour coded graduation for one mark accuracy. Volume is displayed in blue. Requires a pipette filler (not included).</p> <ul> <li>Volume: 10ml</li> <li>Length: 457mm</li> <li>Class B</li> </ul> | 1.39 | EA | FVRATE20 | 1
Glassware, Plastics & Ceramics | B8R07842 | Pip Class B 20ml Boro Glass Bulb Yel | <p>These borosilicate glass Class B bulb form pipettes have a colour coded graduation for one mark accuracy. Volume is displayed in blue. Requires a pipette filler (not included).</p> <ul> <li>Volume: 20ml</li> <li>Length: 508mm</li> <li>Class B</li> </ul> | 1.69 | EA | FVRATE20 | 1
Glassware, Plastics & Ceramics | B8R07843 | Pip Class B 25ml Boro Glass Bulb Blue | <p>These borosilicate glass Class B bulb form pipettes have a colour coded graduation for one mark accuracy. Volume is displayed in blue. Requires a pipette filler (not included).</p> <ul> <li>Volume: 25ml</li> <li>Length: 521mm</li> <li>Class B</li> </ul> | 2.05 | EA | FVRATE20 | 1
Glassware, Plastics & Ceramics | B8R07845 | Stirring Rods 200mm PK10 | <p>Stirring rods made from Borosilicate glass with fused ends.</p> <ul> <li>Diameter: Approx 6.5mm</li> <li>Length: 200mm</li> <li>Pack of 10</li> </ul> | 2.85 | P10 | FVRATE20 | 1
Glassware, Plastics & Ceramics | B8R07849 | C146-100 Buchner Funnel 90mm | <p>Porcelain Buchner filter funnels made for vacuum filtration. To be used with a heavy wall filter flask &amp; flask adaptor (not included).</p> <ul> <li>Diameter: 90mm</li> <li>Capacity: 200ml</li> </ul> | 6.99 | EA | FVRATE20 | 1
Glassware, Plastics & Ceramics | B8R07850 | C145-70 Buchner Funnel 70mm | <p>Porcelain Buchner filter funnels made for vacuum filtration. To be used with heavy wall filter flask &amp; flask adaptor (not included).</p> <ul> <li>Diameter: 70mm</li> <li>Capacity: 120ml</li> </ul> | 5.79 | EA | FVRATE20 | 1
Physics | B8R07852 | The Super Gyroscope And Gimbals | <p>The Super Precision Gyroscope has been designed and built to the highest precision from the very start, made from solid brass with a light-weight aluminium frame. Carefully chosen stainless-steel miniature ball bearings allow it to run smoothly and almost silently for an amazingly long time. The gyroscope comes with a number of attachments allowing numerous configurations to perform scientific, educational or simply mesmerising experiments.</p> <p>The gyroscope comes with:</p> <ul> <li>2 x 50 mm long stainless steel extension rods,</li> <li>2 x ball ends,</li> <li>1 x slotted end.</li> </ul> <p>The rods when screwed together will extend 100mm, they can be screwed in other positions to create various experiments. There are 7 places on the gyroscope that the attachments can be screwed into.</p> <p>The modular design allows for numerous tricks and experiments including demonstrating gyroscopic precession and nutation. The gimbals kit dramatically expands the range of experiments turning into an ideal educational tool. The included electric motor spins the gyroscope effortless up to an impressive 12,000 revolutions per minute. The motor can be fastened to the gyroscope with two screws providing hours of continuous use or it can be used to briefly start it and quickly detach, allowing you to perform experiments for as long as 25 minutes.</p> <p>The electric motor makes it easy and quick to start gyroscope, with speeds you would struggle to achieve with string pull start. The motor has its own battery pack that requires 4 x AA batteries (which are not included). If a spinning object is unbalanced it will vibrate. A gyroscope needs to be balanced, just like a wheel on a car is balanced to ensure a smooth ride.</p> <p>The super gyroscope disk is made from brass and machined to microns precision, ensuring the disk is incredibly symmetrical and well balanced. Despite the brass looking perfect on the surface, it is an alloy, made up of a number of other metals and these metals are not always evenly dispersed resulting in a very slight non-uniform weight distribution. To correct this, the disk is then computer balanced to an impressive 250th of a gram accuracy! Thus giving the gyroscope a highly balanced, super smooth feel, longer spin and even quieter operation. Carefully chosen miniature ultra-low friction stainless-steel ball bearings allow it to run smoothly and almost silently for up to 25 minutes, allowing you to perform the experiments and tricks you want to do without having to reattach the electric motor.</p> <p>Please note: Some experiments and tricks remove quite a bit of energy from the gyroscope. This will reduce spin times.</p> <ul> <li>Quickly and easily started with the INCLUDED electric motor</li> <li>12,000 revolutions per minute (Faster than any pull cord gyroscope)</li> <li>High speed miniature ball bearings</li> <li>Computer balanced to an impressive 250th of a gram accuracy</li> <li>Latest version has had the 'Spin time' (without motor) increased to 25 minutes from 7 minutes.</li> <li>Very high precision manufacture</li> <li>Interchangeable attachments for different experiments</li> <li>Electric motor can be detached</li> <li>SOLID brass 'disk'</li> <li>Stainless steel shaft</li> <li>Ideal for demonstrations at colleges and universities</li> <li>Efficient motor allows hours of use</li> <li>Can be used as executive 'toy'</li> <li>Designed and built in Britain</li> </ul> <p>AA Batteries are available to purchase separately (B8R05409).</p> | 175.39 | EA | FVRATE20 | 1
Glassware, Plastics & Ceramics | B8R07853 | Polyprop Test Tube Basket | <p>This polypropylene test tube basket is ideal for rinsing, transporting and storing test tubes and other glassware.</p> <p>Ideal for use in a dishwasher and is also autoclavable up to 121&deg;C, 15psi for 20 minutes</p> <ul> <li>Dimensions: 160mm x 160mm</li> <li>Dishwasher Safe</li> <li>Autoclave Safe</li> </ul> | 7.69 | EA | FVRATE20 | 1
Glassware, Plastics & Ceramics | B8R07858 | PH Glass Beaker Squat Form 25ml P12 | <p>Our own Philip Harris branded range of glassware offers the quality of other leading brands at an economical price.&nbsp; Made from 3.3 Borosilicate glass, the range is graduated with pouring spout.&nbsp;&nbsp;Squat form, with spout. Conforms to DIN 12231, ISO 3819.</p> <ul> <li>Volume: 25ml</li> <li>Dimensions: (D)35mm x (H)51mm</li> <li>Pack of 12</li> </ul> <p>A full range of sizes are available.</p> | 8.55 | P12 | FVRATE20 | 1
Glassware, Plastics & Ceramics | B8R07859 | PH Glass Beaker Squat Form 50ml P12 | <p>Our own Philip Harris branded range of glassware offers the quality of other leading brands at an economical price.&nbsp;&nbsp;Made from 3.3 Borosilicate glass, the range is graduated with pouring spout.</p> <p>Squat form, with spout. Conforms to DIN 12231, ISO 3819.</p> <ul> <li>Volume: 50ml</li> <li>Dimensions: (D)44mm x (H)60mm</li> <li>Pack of 12</li> </ul> <p>A full range of sizes are available.</p> | 8.89 | P12 | FVRATE20 | 1
Glassware, Plastics & Ceramics | B8R07860 | PH Glass Beaker Squat Form 100ml P12 | <p>Our own Philip Harris branded range of glassware offers the quality of other leading brands at an economical price.&nbsp;&nbsp;Made from 3.3 Borosilicate glass, the range is graduated with pouring spout.</p> <p>Squat form, with spout. Conforms to DIN 12231, ISO 3819.</p> <ul> <li>Volume: 100ml</li> <li>Dimensions: (D)50mm x (H)70mm</li> <li>Pack of 12</li> </ul> <p>A full range of sizes are available.</p> | 10.15 | P12 | FVRATE20 | 1
Glassware, Plastics & Ceramics | B8R07861 | PH Glass Beaker Squat Form 150ml P12 | <p>Our own Philip Harris branded range of glassware offers the quality of other leading brands at an economical price.&nbsp;&nbsp;Made from 3.3 Borosilicate glass, the range is graduated with pouring spout.</p> <p>Squat form, with spout. Conforms to DIN 12231, ISO 3819.</p> <ul> <li>Volume: 150ml</li> <li>Dimensions: (D)60mm x (H)80mm</li> <li>Pack of 12</li> </ul> <p>A full range of sizes are available.</p> | 10.35 | P12 | FVRATE20 | 1
Glassware, Plastics & Ceramics | B8R07862 | PH Glass Beaker Squat Form 250ml P12 | <p>Our own Philip Harris branded range of glassware offers the quality of other leading brands at an economical price.&nbsp;&nbsp;Made from 3.3 Borosilicate glass, the range is graduated with pouring spout.</p> <p>Squat form, with spout. Conforms to DIN 12231, ISO 3819.</p> <ul> <li>Volume: 250ml</li> <li>Dimensions: (D)70mmx (H)95mm</li> <li>Pack of 12</li> </ul> <p>A full range of sizes are available.</p> | 12.75 | P12 | FVRATE20 | 1
Glassware, Plastics & Ceramics | B8R07863 | PH Glass Beaker Squat Form 400ml P6 | <p>Our own Philip Harris branded range of glassware offers the quality of other leading brands at an economical price.&nbsp;&nbsp;Made from 3.3 Borosilicate glass, the range is graduated with pouring spout.</p> <p>Squat form, with spout. Conforms to DIN 12231, ISO 3819.</p> <ul> <li>Volume: 400ml</li> <li>Dimensions: (D)80mmx (H)110mm</li> <li>Pack of 6</li> </ul> <p>A full range of sizes are available.</p> | 14.79 | P 6 | FVRATE20 | 1
Glassware, Plastics & Ceramics | B8R07864 | PH Glass Beaker Squat Form 600ml P6 | <p>Our own Philip Harris branded range of glassware offers the quality of other leading brands at an economical price.</p> <p>Made from 3.3 Borosilicate glass, the range is graduated with pouring spout.</p> <p>Squat form, with spout. Conforms to DIN 12231, ISO 3819.</p> <ul> <li>Volume: 600ml</li> <li>Dimensions: (D)90mm x (H)125mm</li> <li>Pack of 6</li> </ul> <p>A full range of sizes are available.</p> | 12.99 | P 6 | FVRATE20 | 1
Glassware, Plastics & Ceramics | B8R07866 | PH Glass Beaker Squat Form 1000ml P6 | <p>Our own Philip Harris branded range of glassware offers the quality of other leading brands at an economical price.&nbsp;&nbsp;Made from 3.3 Borosilicate glass, the range is graduated with pouring spout.</p> <p>Squat form, with spout. Conforms to DIN 12231, ISO 3819.</p> <ul> <li>Volume: 1000ml</li> <li>Dimensions: (D)105mm x (H)145mm</li> <li>Pack of 6</li> </ul> <p>A full range of sizes are available.</p> | 18.29 | P 6 | FVRATE20 | 1
Glassware, Plastics & Ceramics | B8R07871 | PH Narrow Mouth Conical Flask 50ml P12 | <p>Our own Philip Harris branded range of glassware offers the quality of other leading brands at an economical price.</p> <p>Made from high quality, chemical resistant 3.3 Borosilicate glass which is mechanically strong, and has a low temperature gradient.</p> <p>Uniform wall thickness makes the flasks ideal for heating.&nbsp;</p> <p>This range of Philip Harris conical flasks are graduated, with easy to read white graduations and have a narrow mouth design.</p> <p>The Philip Harris Glassware range is excellent for general laboratory use and is economically priced for smaller budgets.</p> <ul> <li>Volume: 50ml</li> <li>Height: 84mm</li> <li>Neck Diameter: 18mm</li> <li>Bung Size: 17 - PP00054774 (solid), PP00054766 (1-hole)</li> <li>Pack of 12</li> </ul> <p>A full range of sizes is available.</p> | 10.25 | P12 | FVRATE20 | 1
Glassware, Plastics & Ceramics | B8R07873 | Burettes Ptfe Key Stopcock Class b | <p>Single straight bore Class B glass burette with PTFE stopcock with white ceramic graduation.</p> <ul> <li>Capacity: 50ml</li> <li>Class B</li> <li>Graduations: 0.1ml</li> <li>Tolerance: +/- 0.1ml</li> </ul> | 7.95 | EA | FVRATE20 | 1
Glassware, Plastics & Ceramics | B8R07874 | PH Narrow Mouth Conical Flask 1000ml P6 | <p>Our own Philip Harris branded range of glassware offers the quality of other leading brands at an economical price.</p> <p>Made from high quality, chemical resistant 3.3 Borosilicate glass which is mechanically strong, and has a low temperature gradient.</p> <p>Uniform wall thickness makes the flasks ideal for heating.&nbsp;</p> <p>This range of Philip Harris conical flasks are graduated, with easy to read white graduations and have a narrow mouth design.</p> <p>The Philip Harris Glassware range is excellent for general laboratory use and is economically priced for smaller budgets.</p> <ul> <li>Volume: 1000ml</li> <li>Height: 216mm</li> <li>Neck Diameter: 35mm</li> <li>Pack of 6</li> <li>Bung Size: 31 - PP00054779</li> </ul> <p>A full range of narrow mouth conical flask sizes are available:</p> <ul> <li>50ml</li> <li>100ml</li> <li>250ml</li> <li>500ml</li> <li>1000ml</li> </ul> | 21.35 | P 6 | FVRATE20 | 1
Glassware, Plastics & Ceramics | B8R07875 | PH Narrow Mouth Conical Flask 500ml P6 | <p>Our own Philip Harris branded range of glassware offers the quality of other leading brands at an economical price.</p> <p>Made from high quality, chemical resistant 3.3 Borosilicate glass which is mechanically strong, and has a low temperature gradient.</p> <p>Uniform wall thickness makes the flasks ideal for heating.&nbsp;</p> <p>This range of Philip Harris conical flasks are graduated, with easy to read white graduations and have a narrow mouth design.</p> <p>The Philip Harris Glassware range is excellent for general laboratory use and is economically priced for smaller budgets.</p> <ul> <li>Volume: 500ml</li> <li>Height: 178mm</li> <li>Neck Diameter: 28.5mm</li> <li>Pack of 6</li> <li>Bung Size: 27 - PP00058030</li> </ul> <p>A full range of sizes are available.</p> | 13.49 | P 6 | FVRATE20 | 1
Glassware, Plastics & Ceramics | B8R07876 | PH Narrow Mouth Conical Flask 250ml P12 | <p>Our own Philip Harris branded range of glassware offers the quality of other leading brands at an economical price.</p> <p>Made from high quality, chemical resistant 3.3 Borosilicate glass which is mechanically strong, and has a low temperature gradient.</p> <p>Uniform wall thickness makes the flasks ideal for heating.&nbsp;</p> <p>This range of Philip Harris conical flasks are graduated, with easy to read white graduations and have a narrow mouth design.</p> <p>The Philip Harris Glassware range is excellent for general laboratory use and is economically priced for smaller budgets.</p> <ul> <li>Volume: 250ml</li> <li>Height: 147mm</li> <li>Neck Diameter: 28.5mm</li> <li>Pack of 12</li> <li>Bung Size: 27 - PP00058030</li> </ul> <p>A full range of narrow mouth conical flask sizes are available:</p> <ul> <li>50ml</li> <li>100ml</li> <li>250ml</li> <li>500ml</li> <li>1000ml</li> </ul> | 16.25 | P12 | FVRATE20 | 1
Glassware, Plastics & Ceramics | B8R07877 | PH Narrow Mouth Conical Flask 100ml P12 | <p>Our own Philip Harris branded range of glassware offers the quality of other leading brands at an economical price.</p> <p>Made from high quality, chemical resistant 3.3 Borosilicate glass which is mechanically strong, and has a low temperature gradient.</p> <p>Uniform wall thickness makes the flasks ideal for heating.&nbsp;</p> <p>This range of Philip Harris conical flasks are graduated, with easy to read white graduations and have a narrow mouth design.</p> <p>The Philip Harris Glassware range is excellent for general laboratory use and is economically priced for smaller budgets.</p> <ul> <li>Volume: 100ml</li> <li>Height: 102mm</li> <li>Neck Diameter: 21.5mm</li> <li>Bung Size: 19 - PP00054775</li> <li>Pack of 12</li> </ul> <p>A full range of narrow mouth conical flask sizes are available:</p> <ul> <li>50ml</li> <li>100ml</li> <li>250ml</li> <li>500ml</li> <li>1000ml</li> </ul> | 13.95 | P12 | FVRATE20 | 1
Lab Equipment | B8R07883 | States Of Matter | <p>A set of three posters on States of Matter. A poster on Gases, Liquids and Solids </p> <p>Designed by Philip Harris Education </p> <p>A1 size: dimensions 594 mm x 841mm. </p> | 34.05 | P 3 | FVRATE20 | 1
Glassware, Plastics & Ceramics | B8R07885 | Simax Graduated Bottles 50ml | <p>Simax&reg; screw-top graduated reagent bottle with GL45 thread blue cap.&nbsp;&nbsp;Clear glass.&nbsp;&nbsp;Suitable for autoclaving up to 140&deg;C. Cap must be loose in order to autoclave.&nbsp;&nbsp;With pouring ring.</p> <ul> <li>Volume: 50ml</li> <li>Height: 91mm</li> <li>Outer Diameter: 46mm</li> <li>Pack of 10</li> </ul> <p>In order to make this bottle suitable for storing concentrated acid, the blue lid and blue pouring ring must be removed from this bottle.</p> <p>The lid must be replaced with a Red Simax Bottle Top which are available to purchase separately - B8R07790</p> <p>Clear glass bottles are suitable for storing concentrated Nitric Acid if kept in a dark chemical store.</p> | 28.25 | P10 | FVRATE20 | 1
Chemistry | B8R07888 | Glass Sample Tube 50x25mm | <p>Glass sample tube with polythene plug. </p> <ul> <li>Dimensions: 50mm x 25mm</li> <li>Pack of 10</li> </ul> | 4.65 | P10 | FVRATE20 | 1
Chemistry | B8R07889 | Glass Sample Tube 75x25mm | <ul> <li>Glass sample tube 75x25mm with polythene plug</li> </ul> | 5.59 | P10 | FVRATE20 | 1
Chemistry | B8R07890 | Plastic Joint Clips Yellowfor Cone 14 23 | <p>These plastic joints are used for retaining glassware that have conical joints. They can reduce the need for clamping. They are easy to fit and remove, and can be used at temperatures up to 80°C. Clips are colour coded for easy identification </p> <ul> <li>Colour: Yellow</li> <li>Cone size: 14/23</li> <li>Pack size: 10</li> </ul> <p> </p> <p> </p> | 11.35 | P10 | FVRATE20 | 1
Chemistry | B8R07891 | Plastic Joint Clips Blue For Cone 19 26 | <p>These plastic joints are used for retaining glassware that have conical joints. They can reduce the need for clamping. They are easy to fit and remove, and can be used at temperatures up to 80°C. Clips are colour coded for easy identification </p> <ul> <li>Colour: Blue</li> <li>Cone size: 19/26</li> <li>Pack size: 10</li> </ul> | 11.35 | P10 | FVRATE20 | 1
Chemistry | B8R07892 | Plastic Joint Clips Green For Cone 24 29 | <p>These plastic joints are used for retaining glassware that have conical joints. They can reduce the need for clamping. They are easy to fit and remove, and can be used at temperatures up to 80°C. Clips are colour coded for easy identification </p> <ul> <li>Colour: Green</li> <li>Cone size: 24/29</li> <li>Pack size: 10</li> </ul> <p> </p> <p> </p> | 11.35 | P10 | FVRATE20 | 1
Physics | B8R07893 | 15cm Chimney For The Convection In Air | <p>Spare glass chimney for the Convection in Air Apparatus (B8H25523)</p> <ul> <li>Dimensions: 150mm x 20mm</li> </ul> | 3.25 | EA | FVRATE20 | 1
Physics | B8R07905 | Ut139b True Rms Digital Multimeter | <p>UNI-T's UT139B is a True RMS Auto Range Digital Multimeter with 4000 display count and 1kHz bandwidth, featuring VFC, NCV, Max/Min/Rel measurements.</p> <p>UT139B digital multimeter is newly designed to offer users better performance and higher safety rating. Total over-load protection and unique structural design make it a new type of multimeter with high performance/ price ratio and a best choice for electricians used in electrical maintenance and repairing.&nbsp; Suitable for high level use in education.</p> <p>The meter can measure AC/DC Voltage and Current, variable frequency voltage (V.F.C.), resistance, diode, circuit on-off, capacitance, frequency ratio.</p> <p>Main features:</p> <ul> <li>MAX/MIN/REL modes</li> <li>Data hold, LED backlight, auto power off</li> <li>VFC: low pass filter</li> <li>Full range protection (600V)</li> <li>True RMS</li> <li>NCV</li> <li>Auto/manual ranges selectable</li> </ul> | 49.95 | EA | FVRATE20 | 1
Chemistry | B8R07907 | Benedicts Solution Quantitative 500ml | <ul> <li>CAS Number: 452-67-5</li> <li>Hazard: H412</li> <li>Precaution: P273</li> </ul> <p>Quantitative Benedict's Solution - produces a white precipitate which can be analysed using Colorimetry for a Quantitative Test.</p> | 17.95 | VMV | FVRATE20 | 1
Physics | B8R07908 | Boyles Law Indicator Kit | <p>This simple low-cost apparatus provides a means of demonstrating Boyle's Law. It is not 100% accurate but is adequate for simple demonstrations giving students literally a 'feel' for increase in pressure against volume.</p> | 14.25 | PK | FVRATE20 | 1
Pens | B8R07910 | Classmates Drywipe Bullet Markers Assort | <p>Superb value for money markers.</p> <p>Our Classmates Drywipe markers offer a great choice of pack sizes and colours and the long lasting ink makes these markers ideal for both the Office and Classroom.</p> <ul> <li>Bullet Tip.</li> <li>Pack of 50.</li> <li>Contains 15 black, 15 blue, 10 green and 10 red.</li> </ul> | 16.99 | P50 | FVRATE20 | 1
Environmental Science | B8R07916 | 15 Specimen Igneous Set | <p>This high quality Igneous Rock boxed set comes with 15 hand picked igneous rock specimens and is ideal for educational use in schools, colleges, university or simply individual use at home for private collectors.</p> <p>The set exhibits a broad variety of igneous rocks, displaying different igneous textures and colours, ideal for those wanting to sharpen their rock identification skills.</p> <p>Each specimen is selected, broken to the correct size, bagged &amp; supplied in a strong card board box complete with a coloured photo data sheet with names and localities on the inside of the lid.</p> <p>The set includes:</p> <ul> <li>Biotite Granite</li> <li>Adamellite ( Shap ) Granite</li> <li>Syenite</li> <li>Diorite</li> <li>Gabbro</li> <li>Microgranite</li> <li>Olivine Dolerite</li> <li>Rhyolite</li> <li>Obsidian</li> <li>Pumice</li> <li>Pitchstone</li> <li>Andesite</li> <li>Basalt</li> <li>Birds Eye Lapilli Tuff</li> <li>Agglomerate</li> </ul> <p>The box itself is 30cm x 18cm and is 4cm deep.</p> | 31.55 | EA | FVRATE20 | 1
Environmental Science | B8R07917 | 10 Specimen Metamorphic Set | <p>This Metamorphic Rock boxed set contains 10 hand selected metamorphic rock specimens and is ideal for geology and science students at all levels; school, college and universities, or simply for individual use at home for private collectors.</p> <p>The specimens exhibit some textbook metamorphic features and thus the collection holds particular use as a rock identification aid.</p> <p>Each rock is housed within its own plastic compartment which correlates with a coloured photo data sheet on the inside of the lid, detailing the names of the specimens included and location it was found.</p> <p>The set includes:</p> <ul> <li>Spotted Rock</li> <li>Chiastolitic Slate</li> <li>Cordierite Hornfels</li> <li>Slate</li> <li>Phyllite</li> <li>Garnet Mica Schist</li> <li>Mica Schist</li> <li>Metaquartzite</li> <li>Marble</li> <li>Gneiss</li> </ul> <p>The box itself is 30cm x 12cm and is 4cm deep.</p> | 31.75 | EA | FVRATE20 | 1
Environmental Science | B8R07918 | 15 Specimen Mineral Set | <p>This set contains 15 basic and common mineral specimens which we hand picked from our own stock, it is suitable for collectors and particularly those who want to practice mineral recognition. The set is ideal for educational purposes at all levels from school through to university. The minerals included are some of the most abundant minerals on earth and should be easily recognisable to even amateur geologists.</p> <p>A coloured photo data sheet is provided on the inside of the lid detailing names and localities of each specimen. Each mineral has its own compartment within the box.</p> <p>Specimens included:</p> <ul> <li>Milky Quartz</li> <li>Orthoclase Feldspar</li> <li>Biotite Mica</li> <li>Native Copper</li> <li>Hematite</li> <li>Magnetite</li> <li>Halite</li> <li>Flourite</li> <li>Calcite</li> <li>Gypsum</li> <li>Baryte</li> <li>Iron Pyrite</li> <li>Chalcopyrite</li> <li>Galena</li> <li>Sphalerite</li> </ul> | 31.55 | EA | FVRATE20 | 1
Environmental Science | B8R07919 | 20 Specimen Basic Rock Set | <p>This mixed rock boxed set comes with 20 specimens and is ideal for educational school, college and university use or individuals who simply have an interest in geology.</p> <p>The collection exhibits a broad variety of rock types; igneous, metamorphic and sedimentary, from coarse grained plutonic granites to desert sandstones, offering an opportunity for the user to sharpen their rock identification skills and become more familiar with the characteristics of igneous, metamorphic and sedimentary rocks.</p> <p>Each specimen is housed within its own plastic compartment which correlates to a coloured data sheet on the inside of the lid of the cardboard box.</p> <p>The set includes:</p> <ol> <li>Granite</li> <li>Gabbro</li> <li>Obsidian</li> <li>Pumice</li> <li>Basalt</li> <li>Metaquartzite</li> <li>White Marble</li> <li>Slate</li> <li>Mica Schist</li> <li>Gneiss</li> <li>Conglomerate</li> <li>Breccia</li> <li>Permian Sandstone</li> <li>Carboniferous Sandstone</li> <li>Shale</li> <li>Oolitic Limestone</li> <li>Chalk</li> <li>Crinoidal Limestone</li> <li>Bituminous Coal</li> <li>Flint</li> </ol> | 45.95 | EA | FVRATE20 | 1
Environmental Science | B8R07920 | 20 Specimen Rock And Mineral Set | <p>This mixed Rock and Mineral collection boxed set comes with 20 quality specimens covering popular Rocks &amp; Minerals. Ideal for educational purposes at all levels; school, college, university or individual use and particularly those who want to practice mineral and rock recognition.</p> <p>The specimens are supplied in a strong cardboard box complete with a coloured data sheet on the inside of the lid.</p> <p>The set includes:</p> <ul> <li>Conglomerate</li> <li>Sandstone</li> <li>Oolitic Limestone</li> <li>Chalk</li> <li>Pumice</li> <li>Obsidian</li> <li>Granite</li> <li>Basalt</li> <li>Marble</li> <li>Slate</li> <li>Calcite</li> <li>Feldspar</li> <li>Gypsum</li> <li>Talc</li> <li>Fluorite</li> <li>Graphite</li> <li>Rose Quartz</li> <li>Pyrite</li> <li>Rock Crystal</li> <li>Biotite Mica</li> </ul> <p>The box size is 30cm x 25cm and is 4cm deep.</p> | 42.19 | EA | FVRATE20 | 1
Glues & Adhesives | B8R07924 | Cm Black Label Pva 10x600ml | <p>Our Classmates Black Label PVA Glue is a superior, PVA adhesive, that can be used for advanced art techniques and will bond a variety of materials - from paper and card to fabric and wood. </p> <ul> <li>Perfect for modelling and glazing.</li> <li>Strengthens paper and card when making models.</li> <li>Great for transforming difficult surfaces into those suitable for painting.</li> <li>Safe for children and dries to a flexible crystal-clear finish.</li> <li>Phthalate free.</li> <li>Wheat & Gluten free.</li> </ul> <p>During all creative activity, we recommend that children wear aprons and that furnishings are covered. </p> | 38.99 | P10 | FVRATE20 | 1
Mathematics | B8R07925 | Trundle Wheel Without Counter | <p>The Trundle Wheel makes it easy to measure long distances! The pointer on the wheel helps children to measure.</p> <p>This Trundle Wheel is moulded in strong plastic with a hard wearing tyre for use indoors or outside.</p> | 10.99 | EA | FVRATE20 | 1
Environmental Science | B8R07929 | Rock Specimen Granite (shap) | <p>Granite Fragments (example of an Igneous Rock)</p> <ul> <li>1KG Pack</li> </ul> | 8.09 | EA | FVRATE20 | 1
Environmental Science | B8R07930 | Rock Specimen Limestone Carboniferous | <p>Carboniferous Limestone Fragments (example of a Sedimentary Rock)</p> <ul> <li>1KG Pack</li> </ul> | 8.09 | EA | FVRATE20 | 1
Environmental Science | B8R07931 | Rock Specimens Estuarine Sandstone | <p>Cemented Estuarine Sandstone fragments which are a pale brown in colour (example of a sedimentary rock)</p> <ul> <li>1KG Pack</li> </ul> | 8.09 | EA | FVRATE20 | 1
Environmental Science | B8R07933 | Rock Specimens Chalk | <p>Chalk Fragments (example of a Sedimentary rock)</p> <ul> <li>1KG pack</li> </ul> | 8.09 | EA | FVRATE20 | 1
Environmental Science | B8R07934 | Rock Specimens Slate | <p>1KG of Slate Fragments (example of a 'Flaky' metamorphic rock) </p> <p>NB - rock ends can be sharp </p> | 7.95 | EA | FVRATE20 | 1
Environmental Science | B8R07935 | Rock Specimens White Marble | <p>White Marble fragments (an example of metamorphic rock)</p> <ul> <li>1KG Pack</li> </ul> | 7.95 | EA | FVRATE20 | 1
Appliances | B8R07937 | Magnetic Stir Bar Ptfe 20x8mm White | <p>This is a pack of 10 magnetic stir bars, made from ALNICO, one of the strongest permanent magnets available.</p> <p>The sintered manufacturing process reduces the chance of decoupling (spin outs), which weaker stir bars often suffer from.</p> <p>Encapsulation in PTFE protects both magnet and what it is stirring. Chemically inert and easy to clean.</p> <p>Can withstand temperatures up to 250&deg;C, making them suitable for use with both unheated and heated stirrers.</p> <p>Low friction octagon shape with a centre pivot ring helps create a strong mixing vortex, even with more viscous solutions.</p> <p>The stir bar retriever (B8R02602) can recover stir bars even in hot solutions when stirring and mixing is no longer required.</p> <ul> <li>Octagon Shape</li> <li>PTFE Coated</li> <li>(L)20mm x (W)8mm</li> <li>Pack of 10</li> </ul> | 35.99 | P10 | FVRATE20 | 1
Appliances | B8R07938 | Magnetic Stir Bar Ptfe 25x7mm White | <p>This is a pack of 10 magnetic stir bars, made from ALNICO, one of the strongest permanent magnets available.</p> <p>The sintered manufacturing process reduces the chance of decoupling (spin outs), which weaker stir bars often suffer from.</p> <p>Encapsulation in PTFE protects both magnet and what it is stirring. Chemically inert and easy to clean.</p> <p>Can withstand temperatures up to 250&deg;C, making them suitable for use with both unheated and heated stirrers.</p> <p>Low friction octagon shape with a centre pivot ring helps create a strong mixing vortex, even with more viscous solutions.</p> <p>The stir bar retriever ()can recover stir bars even in hot solutions when stirring and mixing is no longer required.</p> <ul> <li>Octagon Shape</li> <li>PTFE Coated</li> <li>(L)25mm x (W)7mm</li> <li>Pack of 10</li> </ul> | 39.99 | P10 | FVRATE20 | 1
Environmental Science | B8R07939 | 15 Specimen Fossil Set | <p>A collection of fifteen exceptionally fine quality fossil specimens suitable for college and university students or just those who are interested in geology and palaeontology. A photo data sheet is present on the inside lid which correlates to each individual specimen.</p> <p>Specimens are hand picked to ensure that key morphological features can clearly be seen. A photo data sheet is present on the inside lid which correlates to each individual specimen.</p> <p>Housed in a thick card box with plastic divisions. The box is 30cm x 18cm and is 4cm deep.</p> <p>Specimens include:</p> <ul> <li>Trilobite,</li> <li>Echinoid,</li> <li>Shark Tooth,</li> <li>Brachiopod,</li> <li>Sectioned Ammonite,</li> <li>Ammonite, Bivalves (x2),</li> <li>Plant,</li> <li>Sponge,</li> <li>Belemnite,</li> <li>Graptolite,</li> <li>Marine Reptile Bone,</li> <li>Crinoid Stem</li> <li>Horn Coral</li> </ul> | 39.65 | EA | FVRATE20 | 1
Environmental Science | B8R07942 | Rock Specimen Basalt | <p>Basalt Fragments (example of a Igneous Rock)</p> <ul> <li>1KG Pack</li> </ul> | 8.09 | EA | FVRATE20 | 1
Pens | B8R07943 | Cm Dwipe Bullet Marker Blk P50 | <p>Enhance your classroom or office communication with Classmates Whiteboard Markers. These high-quality markers are a staple tool for every educational or professional environment, designed to meet the demands of daily use. This generous pack of 50 black markers ensures you are always well-equipped for presentations, lectures, and brainstorming sessions.</p> <p>Classmates Whiteboard Markers offer clear, consistent lines, perfect for ensuring your messages are easily seen and understood. The bullet tip allows precise writing, making it ideal for outlining key points and instructions. The formulation of the long-lasting ink resists drying out quickly, ensuring reliable performance each time you use them.</p> <p>Designed with a slimmer barrel, these markers are comfortable for children and adults alike to hold, promoting easier writing and less strain during extended use. With black ink that is versatile across various settings, they&rsquo;re indispensable for both educational and office environments.</p> <ul> <li>Bullet tip for precise and clear writing</li> <li>Long-lasting, black ink suitable for a variety of uses</li> <li>Large pack of 50 markers to ensure you never run out</li> </ul> <p>Classmates Whiteboard Markers - your dependable choice for consistent, long-lasting performance in both educational settings and professional spaces.</p> | 16.99 | P50 | FVRATE20 | 1
Primary Science | B8R07944 | Magnifier Pot | <p>The outside is a fascinating place to be, especially with the aid of one of these Magnifiers. Everything from flower petals to bugs can be placed inside the clear tub and examined with ease, providing different learning experiences each time. Measurement markings on the side of the tub allow students to measure liquids such as rainwater.</p> <ul> <li>Magnification is 4x</li> <li>Ideal for scientific enquiry as well as fun and active play.</li> <li>Perfect for inside and outside activities</li> <li>It will help to improve dexterity and hand to eye co-ordination too.</li> </ul> <p>Dimensions: Length 8 cm, width 8 cm, height 7 cm.</p> | 25.99 | P 6 | FVRATE20 | 1
Pens | B8R07945 | Classmates Highlighter Markersassorted | <p>Brighten up your work with our new and improved Classmates Highlighters. Offering outstanding quality, these highlighters are a smart alternative to the market-leading brands, ensuring you get great value and the performance you need.</p> <p>Each highlighter is filled with universal ink, making them suitable for use on computer paper, fax documents, and carbon copies. This assorted pack includes 6 vibrant colours, giving you all the variety you need to organise, emphasise, and annotate your work with ease. The 5mm chisel tip provides versatility, allowing you to create both broad and fine lines, making these highlighters perfect for a range of tasks.</p> <p>These highlighters are ideal for personal use, classrooms, or offices where quality and reliability are a must.</p> <ul> <li>6 vibrant colours for effective highlighting - yellow, orange, pink, red, green and blue</li> <li>5mm chisel tip for broad and fine lines</li> </ul> <p>Classmates Highlighters &ndash; your trusted choice for vibrant, reliable highlighting.</p> | 3.99 | P 6 | FVRATE20 | 1
Pencils | B8R07947 | Cm Eraser Tipped Pencils P144 | <p>New and Improved. The Classmates Stripe&trade; offers exceptional value for money. Quality robust pencils to rival the best selling HB pencil on the market. Hexagonal shaft of 8mm diameter. Eraser tipped. Can be used for handwriting, drawing, sketching and for general classroom or office use. Grade HB. Pack of 144.</p> <p>In our independent testing, the CLASSMATES HB pencils vs other brands came first in 2 out of the 3 tests including strength at the midpoint of the pencil which is where a pencil would normally snap. With further testing, the CLASSMATES HB pencils vs other brands scored joint first on core centralisation which is essential when sharpening the pencil for use.*Independent testing carried out in June 2023.</p> | 13.49 | PHO | FVRATE20 | 1
Glues & Adhesives | B8R07950 | Classmates Blue Label Pva 600ml P10 | <p>Our Classmates Blue Label PVA Glue is developed for younger children and is the most widely used type of glue in pre-school. It is specifically formulated to wash easily from clothes*, brushes, and work areas, even when dry.</p> <ul> <li>The most widely used type of glue in pre-school.</li> <li>Use to stick paper and card.</li> <li>Washable when wet and dry.</li> <li>Dries to a clear finish.</li> <li>Phthalate free.</li> <li>Wheat &amp; Gluten free.</li> </ul> <p>During all creative activity, we recommend that children wear aprons and that furnishings are covered.</p> <p>*This PVA Glue washes out with warm water. Pre-soak dried stains in warm water with a small amount of detergent. Work gently by hand until the stain is removed. Stains may not come out if machine washed without soaking.</p> | 22.96 | P10 | FVRATE20 | 1
Glues & Adhesives | B8R07951 | Classmates Blue Label Pva 5l | <p>Enhance your classroom and craft experiences without breaking the bank with Classmates Blue Label PVA Glue. This generous 5-litre bottle provides impressive value while ensuring high performance across a multitude of applications.</p> <p>Formulated to deliver a robust and enduring bond on a variety of materials such as paper and card, this PVA glue is perfect for an array of educational and artistic projects. From intricate artwork to durable school displays, its smooth consistency allows for effortless application and exceptional coverage, supporting creativity and precision.</p> <p>Safety is paramount, and this glue is crafted to be non-toxic and solvent-free, making it a suitable choice for use by children aged 3 and above. Its washable formula ensures easy clean-up from skin and clothing, facilitating a stress-free creative environment. With the substantial 5-litre size, you will always be prepared for even the most ambitious projects in the classroom.</p> <p>Classmates Blue Label PVA Glue stands as a testament to quality and affordability, offering the reliable strength required for a successful learning and crafting experience without the prohibitive cost.</p> <ul> <li>Contains 5 litres of premium PVA glue</li> <li>Provides strong, permanent adhesion on various surfaces</li> <li>Non-toxic and free from solvents for safe use</li> <li>Washable from hands and clothing for easy maintenance</li> <li>Ideal for educational and creative crafting applications</li> <li>Exceptional value for extensive project needs</li> </ul> <p>Choose Classmates Blue Label PVA Glue to ensure both quality and economy in your educational and craft settings.</p> | 9.49 | EA | FVRATE20 | 1
Catering | B8R07952 | Paper Straws 6mm P250 | <ul> <li>Eco-friendly compostable straight drinking straws</li> <li>Length 200mm, diameter of each straw is 6mm</li> </ul> | 9.49 | PKD | FVRATE20 | 1
Catering | B8R07954 | Beko Dishwasher White | <p>Easy to use and energy efficient, this full size dishwasher comes with a choice of 4 programmes, including a quick Mini 30' programme which washes a full load in just 30 minutes.</p> <ul> <li>A+ Energy efficiency rating</li> <li>12 Place settings</li> <li>4 Programmes</li> <li>A Wash performance rating</li> <li>A Drying performance rating</li> <li>Programme status indicator</li> <li>Dimensions: W598 x D600 x H850mm</li> <li>Colour: White</li> <li>WARRANTY: Unless otherwise stated, the appliances we sell are domestic ones. They can still be used in a non-domestic setting with no invalidation to the warranty, provided they are used in a domestic way. If you plan to use an item more regularly than you would at home you should buy a commercial machine.</li> </ul> <p>Please note, this product can not be delivered to Northern Ireland.</p> | 481.49 | EA | FVRATE20 | 1
Mathematics | B8R07957 | Small Pupil Sand Timer Pack | <p>Colour-coordinated pupil sand timers in a storage box. 4 each of 30 seconds, 1 minute, 3 minutes, 5 minutes and 10 minutes.</p> <p>Height: 90mm.</p> <p>Pack of 20</p> | 29.99 | P20 | FVRATE20 | 1
Biology | B8R07970 | Microscope Power Lead. | <p>Spare / replacement 12V power lead for the 12 volt versions of the Philip Harris M-100FX LED Microscope (B8R07235).</p> <ul> <li>Includes international adaptors.</li> </ul> | 15.85 | EA | FVRATE20 | 1
Lab Equipment | B8R07971 | Ohaus CR Balance 220g | <p>The Compass&trade; CR series provides basic weighing functionality and competitive performance at an economical price. Its slim, stackable design allows users to stack up to 4 balances, saving on laboratory space, and an enlarged weighing platform makes the CR series perfect for a variety of portable weighing applications, including being able to weigh samples of a wide variety of sizes. The Compass&trade; CR series is ideal for use in kitchens, classrooms, offices and more. You will only need one scale on your counter for basic weighing with the CR series.</p> <ul> <li>Maximum Weight: 220g</li> <li>Readability: 0.1g</li> <li>Weighing Units: g, lb, oz, oz t, dwt</li> <li>Overall Dimensions: (H)41mm x (L)205mm x (W)140mm</li> <li>Power Supply: 3 x AA Batteries</li> </ul> | 41.95 | EA | FVRATE20 | 1
Lab Equipment | B8R07972 | Ohaus CR Balance 620g CR621 | <p>The Compass&trade; CR series provides basic weighing functionality and competitive performance at an economical price. Its slim, stackable design allows users to stack up to 4 balances, saving on laboratory space, and an enlarged weighing platform makes the CR series perfect for a variety of portable weighing applications, including being able to weigh samples of a wide variety of sizes. The Compass&trade; CR series is ideal for use in kitchens, classrooms, offices and more. You will only need one scale on your counter for basic weighing with the CR series.</p> <ul> <li>Maximum Weight: 620g</li> <li>Readability: 0.1g</li> <li>Weighing Units: g, lb, oz, oz t, dwt</li> <li>Overall Dimensions: (H)41mm x (L)205mm x (W)140mm</li> <li>Power Supply: 3 x AA Batteries</li> </ul> | 47.95 | EA | FVRATE20 | 1
Lab Equipment | B8R07973 | Ohaus CR Balance 2200g | <p>The Compass&trade; CR series provides basic weighing functionality and competitive performance at an economical price. Its slim, stackable design allows users to stack up to 4 balances, saving on laboratory space, and an enlarged weighing platform makes the CR series perfect for a variety of portable weighing applications, including being able to weigh samples of a wide variety of sizes. The Compass&trade; CR series is ideal for use in kitchens, classrooms, offices and more. You will only need one scale on your counter for basic weighing with the CR series.</p> <ul> <li>Maximum Weight: 2200g</li> <li>Readability: 1g</li> <li>Weighing Units: g, lb, oz, oz t, dwt</li> <li>Overall Dimensions: (H)41mm x (L)205mm x (W)140mm</li> <li>Power Supply: 3 x AA Batteries</li> </ul> | 38.99 | EA | FVRATE20 | 1
Lab Equipment | B8R07974 | Ohaus CX Balance 220g CX221 | <p>The Compass&trade; CX series features a slim, stackable and light-weight design which fits ideally in a school or industrial laboratory and even in household settings. The streamlined two-button operation means that the balance can be operated easily, and the large backlit LCD display enables easy viewing of weighing results, in dim light conditions and at a distance.&nbsp; Designed with energy efficiency in mind, the Compass&trade; CX series offers a battery life of up to 1,000 continuous hours, allowing for uninterrupted operation.&nbsp; The Compass&trade; CX comes in an ingenious space-saving design, which allows you to stack up to 4 scales to save storage space. Additionally, the CX features a standard stainless-steel pan for durable use.</p> <ul> <li>Maximum Weight: 220g</li> <li>Readability: 0.1g</li> </ul> | 59.95 | EA | FVRATE20 | 1
Lab Equipment | B8R07975 | Ohaus CX Balance 620g CX621 | <p>The Compass&trade; CX series features a slim, stackable and light-weight design which fits ideally in a school or industrial laboratory and even in household settings. The streamlined two-button operation means that the balance can be operated easily, and the large backlit LCD display enables easy viewing of weighing results, in dim light conditions and at a distance. Designed with energy efficiency in mind, the Compass&trade; CX series offers a battery life of up to 1,000 continuous hours, allowing for uninterrupted operation. The Compass&trade; CX comes in an ingenious space-saving design, which allows you to stack up to 4 scales to save storage space. Additionally, the CX features a standard stainless-steel pan for durable use.</p> <ul> <li>Maximum Weight: 620g</li> <li>Readability: 0.1g</li> <li>Weighing Units: g, lb:oz, oz, Newton</li> <li>Overall Dimensions: (H)41mm x (L)201mm x (W)135mm</li> <li>Power Supply: 3 x AA Batteries</li> </ul> | 64.95 | EA | FVRATE20 | 1
Lab Equipment | B8R07976 | Ohaus CX Balance 2200g CX2200 | <p>The Compass&trade; CX series features a slim, stackable and light-weight design which fits ideally in a school or industrial laboratory and even in household settings. The streamlined two-button operation means that the balance can be operated easily, and the large backlit LCD display enables easy viewing of weighing results, in dim light conditions and at a distance. Designed with energy efficiency in mind, the Compass&trade; CX series offers a battery life of up to 1,000 continuous hours, allowing for uninterrupted operation.&nbsp; The Compass&trade; CX comes in an ingenious space-saving design, which allows you to stack up to 4 scales to save storage space. Additionally, the CX features a standard stainless-steel pan for durable use.</p> <ul> <li>Maximum Weight: 2200g</li> <li>Readability: 1g</li> </ul> | 67.05 | EA | FVRATE20 | 1
Lab Equipment | B8R07977 | "Ohaus PR Balance 120g x 0,0001g" | <p>The PR Precision Series of balances offer accuracy and repeatability in essential weighing applications in education settings.&nbsp; They also deliver competitive performance at an economical price. Featuring RS232 connectivity for easy communication, and a backlit display and a simple interface for uncomplicated operation, the PR series are perfectly designed for your laboratory.</p> <p>Standard Features:</p> <ul> <li>Basic functionality for routine weighing applications</li> <li>The PR Series are equipped with three essential weighing modes, RS232 connectivity for data transfer and storage and external calibration, making it ideal for routine weighing applications in education.</li> <li>Designed for uncomplicated operation with Easy-to-Use display and interface</li> <li>Equipped with an easy-to-read, bright backlit display and a simple user interface, the PR Series are incredibly easy to operate, with almost no training required.</li> <li>Smart design and durable construction</li> </ul> <p>The PR Series small footprint saves desktop space, while providing a large weighing surface.</p> <p>The PR Series are durably constructed and feature a stainless-steel pan to withstand day-to-day use in the prep room or classroom.</p> <ul> <li>The PR124/E Balance <strong>does</strong> include a draft shield</li> </ul> | 913.45 | EA | FVRATE20 | 1
Lab Equipment | B8R07978 | Ohaus PR Balance 420g x 0.001g | <p>The PR Precision Series of balances offer accuracy and repeatability in essential weighing applications in education settings.&nbsp; They also deliver competitive performance at an economical price. Featuring RS232 connectivity for easy communication, and a backlit display and a simple interface for uncomplicated operation, the PR series are perfectly designed for your laboratory.</p> <p>Standard Features:</p> <ul> <li>Basic functionality for routine weighing applications</li> <li>The PR Series are equipped with three essential weighing modes, RS232 connectivity for data transfer and storage and external calibration, making it ideal for routine weighing applications in education.</li> <li>Designed for uncomplicated operation with Easy-to-Use display and interface</li> <li>Equipped with an easy-to-read, bright backlit display and a simple user interface, the PR Series are incredibly easy to operate, with almost no training required.</li> <li>Smart design and durable construction</li> </ul> <p>The PR Series small footprint saves desktop space, while providing a large weighing surface.</p> <p>The PR Series are durably constructed and feature a stainless-steel pan to withstand day-to-day use in the prep room or classroom.</p> <ul> <li>The PR423/E Balance does include a draft shield</li> </ul> | 629.99 | EA | FVRATE20 | 1
Lab Equipment | B8R07980 | Ohaus PR Balance 2202g 0.01g | <p>The PR Precision Series of balances offer accuracy and repeatability in essential weighing applications in education settings.&nbsp; They also deliver competitive performance at an economical price. Featuring RS232 connectivity for easy communication, and a backlit display and a simple interface for uncomplicated operation, the PR series are perfectly designed for your laboratory.</p> <p>Standard Features:</p> <ul> <li>Basic functionality for routine weighing applications</li> <li>The PR Series are equipped with three essential weighing modes, RS232 connectivity for data transfer and storage and external calibration, making it ideal for routine weighing applications in education.</li> <li>Designed for uncomplicated operation with Easy-to-Use display and interface</li> <li>Equipped with an easy-to-read, bright backlit display and a simple user interface, the PR Series are incredibly easy to operate, with almost no training required.</li> <li>Smart design and durable construction</li> </ul> <p>The PR Series small footprint saves desktop space, while providing a large weighing surface.</p> <p>The PR Series are durably constructed and feature a stainless-steel pan to withstand day-to-day use in the prep room or classroom.</p> <ul> <li>The PR2202/E <strong>does not</strong> include a draft shield.</li> </ul> | 650.65 | EA | FVRATE20 | 1
Lab Equipment | B8R07997 | Tapered Candle | <p>High quality, drip resistant tapered candles.&nbsp;&nbsp;Burning time approx. 7.5 hours</p> <ul> <li>Dimensions: (D)23mm x (H)230mm.</li> <li>Pack of 10</li> </ul> | 6.65 | P10 | FVRATE20 | 1
Design & Technology | B8R08001 | 3 N 1 Amusement Park Building Set | <p>An ideal classroom set that as well as being fun to build can support students in the learning processes of science and mathematical investigations into speed, distance and time.</p> <p>The K'NEX 3-in-1 Classic Amusement Park Building Set enables students to create 3 different models, one at a time. Create a majestic Ferris wheel that stands almost 3 feet tall, a heart-pounding boom ride, or an exciting swing ride.</p> <p>This building set contains:</p> <ul> <li>744 classic parts and pieces, including rods and connectors and a battery-powered motor that gives life to each model. Each ride can either spin or rotate just like a real amusement park ride!</li> </ul> <p>Building with K'NEX puts children on the path to a fundamental understanding of STEAM subjects and supports key areas of a child's developmental growth. As students click the different parts together and discover how the building system works, they're strengthening hand-eye coordination, fine motor skills, problem-solving skills, and spatial awareness, as well as exercising their imaginations!</p> | 66.99 | EA | FVRATE20 | 1
Physics | B8R08002 | Beta Stopper | <p>The Beta stopper is an ingenious idea from our friends at CLEAPSS. The Beta stopper is an aluminium cylinder made to fit over a standard 14mm diameter Radium source. The source is inserted in a hollow and secured in place with a nylon screw. The Aluminium is thick enough to block all of the alpha and beta emissions, allowing only the gamma radiation through. The Beta stopper is a very inexpensive alternative to buying a new Co-60 source and gives great results when used for the gamma radiation inverse square law experiment.</p> <ul> <li>Radioactive source is not included.&nbsp; &nbsp;</li> </ul> <p>Associated products:</p> <ul> <li>Radioactive Sources</li> <li>B8R08088 - Inverse Square Law Apparatus</li> </ul> | 2.75 | EA | FVRATE20 | 1
Physics | B8R08007 | Ramp Set | <p>Neat and compact ramps for floor or tabletop use. The solid wood ramps adjust to different heights and take apart for easy storage.</p> <p>A fantastic tool for investigating forces: move onto different surfaces to investigate the effects of friction; raise or lower the ramps to investigate the effects of gravity. A great way to slow down demonstrations for 'falling'. Will a heavier or lighter car reach the bottom of the ramp first? Would also be great to use as part of cross-curricular road safety work.</p> <p>The set includes 5 ramps and 5 open-backed trucks, which can be loaded for other investigations.</p> <ul> <li>Dimensions of ramp: 115mm x 500mm.</li> </ul> <p>A set of Ramp Surfaces are available to purchase separately (B8R08008).</p> | 132.79 | EA | FVRATE20 | 1
Physics | B8R08008 | Replacement Surfaces Pack | <p>Five different surfaces for use with the Ramp Set (B8708007). Investigate how surfaces affect friction and the distance trucks can travel. </p> <p>The surface materials include: </p> <ul> <li>Carpet</li> <li>Wood</li> <li>Sandpaper</li> <li>Smooth Plastic</li> <li>Rubber</li> </ul> | 31.69 | EA | FVRATE20 | 1
Stationery Accessories | B8R08011 | Cmates Paperclips 33mm Tub 500 | <p>Add a touch of colour to your paperwork with our Classmates Large Paper Clips, featuring a bright assortment of colours. These vibrant clips combine style with practicality, making them a versatile and eye-catching tool for managing your documents.</p> <p>Each paper clip measures 33mm, offering a robust hold for larger stacks of paper while ensuring they remain neatly organised. The assorted colours not only make it easy to colour-code your files but also add a fun element to your desk or workspace.</p> <p>Packaged in a convenient tub of 500, these paper clips are perfect for high-volume needs in classrooms, offices, or home settings. Whether you&rsquo;re sorting reports, organising assignments, or managing important paperwork, these clips provide a reliable and visually appealing solution.</p> <ul> <li>Bright Assorted Colours: Adds a splash of colour and makes it easy to colour-code and organise.</li> <li>33mm Size: Ideal for holding larger stacks of paper securely.</li> <li>Convenient Tub of 500: Great value for high-volume usage in various settings.</li> <li>Durable Design: Ensures a strong hold while keeping your documents in order.</li> </ul> <p>Classmates Large Paper Clips &ndash; a practical and colourful choice for efficient document management and organisation.</p> | 5.59 | PXH | FVRATE20 | 1
Stationery Accessories | B8R08012 | C Mates Plastic Sharpener P100 | <p>Introducing the Classmates Single Pencil Hole Sharpener &ndash; the essential tool for keeping your pencils in top shape. Perfect for classrooms, offices, or home use, this sharpener is designed for efficiency and convenience.</p> <ul> <li>Single Hole Design: Specifically made for standard pencils, ensuring a precise and consistent sharpening experience.</li> <li>Bright Assorted Colours: Adds a touch of vibrancy to any workspace or classroom setting.</li> <li>Pack of 100: Provides ample supply for large groups or high-volume use.</li> </ul> <p>The Classmates Single Pencil Hole Sharpener combines practicality with a fun, colourful design, making it a reliable choice for everyday pencil sharpening needs.</p> | 6.49 | PHA | FVRATE20 | 1
Copier Paper & Card | B8R08013 | A4 Copier Paper 5 Reams | <p>Enhance your educational institution's printing efficiency with the Classmates A4 Everyday Copier Paper. Specifically designed for high-volume printing and copying, this pack offers a total of 2,500 sheets across 5 reams, ensuring you have ample supply for even the busiest of educational settings.</p> <ul> <li><strong>Optimal Thickness:</strong>&nbsp;Each sheet is 75gsm, providing a smooth and lightweight option ideal for everyday tasks.</li> <li><strong>Versatile Usage:</strong>&nbsp;Suitable for both inkjet and laser printers, making it perfect for single-colour projects and consistent results.</li> <li><strong>Cost-Effective Solution:</strong>&nbsp;An economical choice for educational environments, helping you manage your budget without compromising on quality.</li> </ul> <p>This copier paper is tailored especially for the demands of schools, nurseries, and other learning environments, ensuring practicality and value in every pack. Please note, packaging and brand may vary to continue offering the best functionality and affordability.</p> | 16.99 | RM5 | FVRATE20 | 1
Copier Paper & Card | B8R08014 | Hp Paper A4 5 Reams | <p>HP Everyday A4 Copier Paper is a perfect multi-purpose paper perfect for everyday printing. Made using ColorLok&reg; technology producing quick drying documents with more vibrant colours, intense blacks and less risk of smearing. Whiter than ordinary copy papers for higher text contrast. Paper is made of 100% eucalyptus pulp that comes from sustainable forests.</p> <ul> <li>5 reams (Pack of 2500)</li> <li>75gsm</li> <li>Ideal for everyday and volume, black and white applications on both inkjet and laser printers/copiers.</li> <li>Suitable for a wide-range of daily applications including memos, drafts, email, homework, letters and copies.</li> </ul> | 29.99 | RM5 | FVRATE20 | 1
Computing & ICT | B8R08015 | Full HD Acrtion Cam with Wifi | <p>This unbeatable value action cam is ideal for teacher and pupil use due to its toughness and simple to use design.</p> <p>The camera features a waterproof case making it ideal for field trips and sporting events. It has Wi Fi so can connect to tablets and laptops easily and allow you to transfer and share photos and videos easily.</p> <p>It can record in HD quality (1080P) video footage at 30 frames per second and up to 16 MP photo resolution. It is full rechargeable and once charged you can use for up to 50 minutes.</p> <p>Features:</p> <ul> <li>2" LCD screen</li> <li>Full HD 1920 x 1080p video resolution</li> <li>16 megapixels photo resolution</li> <li>140 degree lens</li> <li>WiFi</li> <li>USB 2.0 port</li> <li>Takes a micro SD card up to 32GB (Not Supplied)</li> <li>Supplied with mounts and waterproof case</li> <li>Built-in rechargeable battery</li> </ul> | 25.99 | EA | FVRATE20 | 1
Physics | B8R08026 | Magnet Neodymium Cylindrical 10x4mm | <p>Size for size, Neodymium Magnets are the most powerful magnets to be developed, also referred to as Earth Magnets. They may be used for many magnetic demonstrations where intense field strength is an important criterion. For example, if a neodymium magnet is dropped down a length of copper plumbing pipe, the eddy currents generated in the copper by the passage of the magnet create a retarding field great enough to measurably increase the time of fall of the magnet. </p> <ul> <li>Dimensions:4mm x 10mm</li> <li>Pack of 10</li> </ul> <p>Alternative sizes are also available (B8A47144 - 20mm x 10mm, B8A47132 - 10mm x 10mm) </p> <p>WARNING: </p> <ul> <li>Supervision required when using strong earth magnets.</li> <li>Harmful if swallowed.</li> </ul> | 6.69 | P10 | FVRATE20 | 1
Environmental Science | B8R08028 | Pond Net Small 16x12cm Pack 5 | <p>This is a pack of 5 nets </p> <p> </p> <p>Vinyl covered handle with 20 gauge, nylon mesh net. Net measures 155 x 125 x 140mm depth. </p> <ul> <li>Short Handled Net</li> <li>Strong gusseting to avoid tearing.</li> <li>45cm long.</li> <li>12 x 10cm net.</li> </ul> <p> </p> <p> </p> | 9.45 | EA | FVRATE20 | 1
Glassware, Plastics & Ceramics | B8R08029 | Universal Bottle PP Cap 30ml PK500 | <p> Universal Bottles with polypropylene screw cap. </p> <ul> <li>Volume: 30ml</li> <li>Pack Size: Pack of 500</li> </ul> | 186.35 | BXG | FVRATE20 | 1
Chemistry | B8R08030 | Copper (ll) Sulphate-5-water 5kg | <ul> <li>Molecular Weight: 249.68g/mol</li> <li>CAS Number: 7758-99-8</li> <li>Hazard: H302,H315,H319,H410</li> <li>Precaution: P273,P305+P351+P338,P501</li> </ul> | 27.5 | EA | FVRATE20 | 1
Chemistry | B8R08031 | Hydrogen Peroxide 100 Vol 2l | <p><strong>Please note this product is restricted and now requires authorisation to purchase. Please contact our customer service team by phone or e-mail who will be able to assist you further.</strong></p> <ul> <li>Molecular Weight: 34.01g/mol</li> <li>CAS Number: 7722-84-1</li> <li>Hazard: H302,H315,H318,H335</li> <li>Precaution: P261,P280,P301+P312,P302+P352,&pound;04+P340,P305+P351+P338</li> </ul> <p>Price includes Chemical freight surcharge</p> <p>*International delivery is priced on application, please contact Customer Services for a quotation.&nbsp;</p> | 42.3 | VLC | FVRATE20 | 1
Appliances | B8R08033 | Virkon 500g | <p>Virkon is a very effective disinfectant with the widest proven spectrum of any disinfectant available: it kills all viruses (including HIV/AIDS, hepatitis B, polio), bacteria (including Staphylococci, Streptococci, Proteus, Pseudomonas, Mycobacteria (including TB) and all the major food poisoning bacteria) and fungi (Candida and the common skin dermatophytes). Virkon works by physically destructing pathogens using a synergised oxidising system based on potassium monopersulphate.</p> <p>Key Features:</p> <ul> <li>Unrivalled spectrum of activity - formulated to meet all pathogenic challenges</li> <li>Proven effective against all major pathogens known to man</li> <li>Proven against a wide range of antibiotic-resistant strains</li> <li>Built-in colour indicator of strength.</li> <li>Resistant to inactivation by organic material</li> <li>Contains a surfactant - combines cleaning and disinfection in one operation</li> <li>Avoids the problems of pre-cleaning which spreads infection on cleaning materials and utensils</li> <li>Non-irritant to skin</li> <li>Non-irritant to eyes</li> </ul> <p>Virkon solution is activated by adding the powder to water.</p> <ul> <li>Working Strength: 1% w/v</li> </ul> | 35.15 | MGX | FVRATE20 | 1
Physics | B8R08034 | Biconcave And Biconvex Acrylic Blocks | <p>Clear acrylic bioconcave and bioconvex blocks. </p> <ul> <li>Thickness: 25mm.</li> <li>Bioconvex Size: 115mm x 75mm. </li> <li>Pack of 2 (one of each)</li> </ul> | 7.19 | P 2 | FVRATE20 | 1
Physics | B8R08042 | Metal Disc Kit | <p>A set of 7 discs (25mm in diameter) for demonstrating that some metals are magnetic, whilst others are not, and for general metal identification exercises.</p> <p>The set contains:</p> <ul> <li>1 x Aluminium,</li> <li>1 x Zinc,</li> <li>1 x Copper,</li> <li>1 x Galvanised Iron,</li> <li>1 x Bronze,</li> <li>1 x Mild Steel</li> <li>1 x Brass</li> </ul> <p>Discs are stamped for identification.</p> | 5.05 | EA | FVRATE20 | 1
Glassware, Plastics & Ceramics | B8R08055 | Pipettor Eco Variable 100-1000ul | <p>This single channel variable pipette can be used to accurately measure volumes of 100-1000&micro;L. Precision components are designed for reliable performance and long life. Allows for volume adjustment and low-force dispensing using one button.</p> <ul> <li>Designed for use with standard micropipette tips.</li> </ul> | 121.25 | EA | FVRATE20 | 1
Computing & ICT | B8R08056 | 5mp Usb Visualiser | <p>This visualiser is great for recording work and sharing with the rest of the class. It has a goose neck so is flexible and has auto focus HD 5 Mega Pixel sensor. Size 195x115x318 mm; weight 0.86ks.</p> <p>Specifications:</p> <ul> <li>5 Mega Pixel HDCMOS Image Sensor.</li> <li>Resolution 2592*1944.</li> <li>Up to A4 page size.</li> <li>LED Light.</li> <li>Built in Microphone.</li> <li>Document format-(PDF / WORD / TXT).</li> <li>Image format- (JPG /TIF / BMP / PNG).</li> <li>Video format-(AVI / WMV).</li> <li>USB 2.0 Connection.</li> <li>Includes software installation CD which requires administrator access to install.</li> </ul> | 149.99 | EA | FVRATE20 | 1
Computing & ICT | B8R08060 | 2mp Usb Visualiser | <p>This visualiser is perfect for recording progress and sharing with the rest of the class. It can take photos, video and covert documents via OCR to PDF file. It is a portable folding lightweight design, so it is easy to store away and move. Size 240x 80x 92 mm; weight 0.55 kgs.</p> <p>Specifications:</p> <ul> <li>2 Mega Pixel CMOS Image Sensor.</li> <li>Resolution 1600*1200.</li> <li>Up to A4 page size.</li> <li>LED Light.</li> <li>Document format-(PDF / WORD / TXT).</li> <li>Image format- (JPG /TIF / PDF / BMP / TGA / PCX / PNG / RAS).</li> <li>Video format-(AVI / WMV).</li> <li>USB 2.0 Connection.</li> <li>Includes software installation CD which requires administrator access to install.</li> </ul> | 99.99 | EA | FVRATE20 | 1
Lab Equipment | B8R08063 | Ring Closed With Clamp | <p>Plated mild steel stem, with open boss head fitted with thumb-screw to accept rods from 0.8cm to 1.5cm dia. Extension distance from boss head to ring is approx. 10.5cm outside diameter of ring 6cm. Clamp from Boss head centre line measures 20cm to edge of closed ring. </p> <ul> <li>Outside diameter of ring 6cm - Plated mild steel</li> <li>Ring and rod are integrated with boss head clamp</li> <li>Boss head clamps rods up to 1.5cm in diameter with metal thumb screw</li> <li>Plated mild steel with 0.8cm diameter rod</li> <li>Clamp from Boss head centre line measures 20cm to edge of closed ring.</li> </ul> | 3.85 | EA | FVRATE20 | 1
Lab Equipment | B8R08064 | Steam Activity Trolley | <p>The double width STEAM Activity Trolley is the ideal, entry level solution for school STEM activities. </p> <p>Compatible with the full range of standard Gratnells trays, the trolley can be configured to suit a whole range of activities. Smaller trays with inserts are perfect for storing smaller parts and components whilst larger trays are great for housing part completed projects. A range of foams and inserts can be used mix and match to suit requirements and tray colours can be chosen to suit activity or learning environment. The metal top provides a stable working surface and the combination louvred side panels are compatible with industry standard mini-bins, hooks and clips for small parts and tool storage. </p> <p>Comes with: </p> <ul> <li>12 x StopSafe runners</li> <li>8 x Shallow Trays and 4 x Deep Trays</li> <li>Louvered side panels</li> <li>MSACC fixing pack (5 single hooks, 5 double hooks, 12 bins)</li> </ul> <p>5 year manufacturer's guarantee. </p> <p><strong>Dimensions:</strong> </p> <p>Width 690, Depth 430, Height 1025mm </p> | 542.79 | EA | FVRATE20 | 1
Lab Equipment | B8R08065 | Steam Activity Treble Column Trolley | <p>The treble width STEAM Activity Trolley is the ideal comprehensive solution for school STEM activities. </p> <p>Compatible with the full range of standard Gratnells trays, the trolley can be configured to suit a whole range of activities. Smaller trays with inserts are perfect for storing smaller parts and components whilst larger trays are great for housing part completed projects. A range of foams and inserts can be used mix and match to suit requirements and tray colours can be chosen to suit activity or learning environment. The metal top provides a stable working surface and the combination louvred side panels are compatible with industry standard mini-bins, hooks and clips for small parts and tool storage. </p> <p>Comes with: </p> <ul> <li>18 x StopSafe runners</li> <li>16 x Shallow Trays and 4 x Deep Trays</li> <li>Louvered side panels</li> <li>MSACC fixing pack (5 single hooks, 5 double hooks, 12 bins)</li> </ul> <p>Dimensions: Width 1020, Depth 430 and Height 1025mm </p> <p><strong>5 year manufacturer's guarantee.</strong> </p> | 539.99 | EA | FVRATE20 | 1
Lab Equipment | B8R08066 | Callero Plus Flat Shelf Cart | <p>The Callero Plus is manufactured from smooth contoured steel for an ultra modern look. Curved corners mean that safety is not compromised. </p> <ul> <li>Consists of 4 wide shelves, 3 with recess.</li> <li>Supported on flat position cross bars.</li> <li>Supplied with 75mm castors, two of which are braked, so your unit can be either mobile or static.</li> </ul> <p><strong>Dimensions: </strong>Width 1020, Depth 430, Height 1025mm </p> | 368.15 | EA | FVRATE20 | 1
Geography | B8R08068 | 2 In 1 Earth And Constellation Globe | <p>This 2 in 1 globe shows both day and night view of the world and the star constellations that surround us.&nbsp;</p> <p>The 228mm daylight earth globe clearly shows political boundaries, natural features such as lakes and rivers, capitals and major cities. Scale 1:55,900,000.</p> <p>The illuminated night globe shows key stars and constellations with their Latin and common names. An advanced light sensor automatically turns on the LED illumination whenever the room darkens, magically transforming the earth globe into a fascinating map of the stars. Includes socket for optional power adaptor.</p> <ul> <li>2 in 1 globe</li> <li>By day a detailed globe</li> <li>By night an illuminated view of the star constellations</li> <li>228mm diameter</li> <li>The sensor can be switched off to save energy</li> <li>Socket for mains lead (not included)</li> <li>Uses 4 x C batteries (not included)</li> </ul> | 39.99 | EA | FVRATE20 | 1
Chemistry | B8R08069 | Eisco Density Id Set 12 Rods | <p>Set of 12 cylindrical bars in a variety of materials for identification exercises and exploration of density, mass and volume. Each cylinder is the same diameter (12.5mm) but each has a different length. </p> <p>A complete manual is included that describes the basics of density, mass and volume, and instructions for making calculations. </p> <p>Materials included: </p> <ul> <li>Hardwood</li> <li>Softwood</li> <li>Aluminium</li> <li>Copper</li> <li>Brass</li> <li>Rubber</li> <li>Nylon</li> <li>Derlin</li> <li>PVC</li> <li>Glass</li> <li>Acrylic</li> <li>Teflon</li> </ul> <p>All contained in a wooden storage block. </p> <p>Please note: Due to the nature of some of the raw metals, some oxidation or corrosion may occur due to humidity and storage. Simply scuff off any oxidation to make them look new again. Designed for use in an educational setting. </p> <p> </p> <p> </p> <p> </p> <p> </p> | 24.15 | EA | FVRATE20 | 1
Chemistry | B8R08070 | Absorption Tube 125mm X 15mm | <p>Borosilicate glass absorption tube. U-shaped.</p> <ul> <li>Height: 125mm</li> <li>Diameter: 15mm</li> </ul> | 4.15 | EA | FVRATE20 | 1
Chemistry | B8R08071 | Brownlee Water Electrolysis Apparatus | <p>This Brownlee Water Electrolysis Apparatus is a simple and economical type of electrolysis apparatus. Platinum electrodes are attached to insulated connecting rods which are attached to binding posts mounted on a non-conducting support. The support rests across the top of a battery jar (1L Beaker - not included) and has two clips that each hold an inverted test tube. </p> <ul> <li>Operates on 6V battery or 10V DC power supply (B8G85458 or similar).</li> </ul> <p>The apparatus is used to demonstrate that electrically conductive liquids can be decomposed and resolved into their constituent elements by means of a unidirectional electric current. The gaseous components formed by this method can be trapped, and their relative volumes estimated. Although designed primarily to electrolyze water, this apparatus can be used with many other aqueous solutions. Other solutions can be used to demonstrate the phenomenon of electroplating with the help of two clips. </p> | 42.29 | EA | FVRATE20 | 1
Lab Equipment | B8R08072 | Hooked Weights - Stainless Steel | <p>Stainless Steel hooks at both ends. Recessed bottoms to enable the weights to be hooked together. The bottom is flat when placed on a flat surface. </p> <ul> <li>Set of 9 weights.</li> <li>Weight varies from 10g to 1000g.</li> </ul> <p>Comes in a wooden block. </p> | 70.65 | EA | FVRATE20 | 1
Physics | B8R08077 | Large Needle Electroscope | <p>This extra-large needle electroscope is ideal for classroom demonstrations of electrostatic principles.</p> <p>A light-weight metal vane is used as a pointer in the electroscope.</p> <p>This light-weight metal blade deflects when the electroscope plate is charged.</p> <p>A transparent scale is provided to measure the angle of the deflection.</p> <p>The front glass window slides up to allow insertion of ionizing material in the chamber.</p> <ul> <li>Assembled, the electroscope measures: 250mm x 200mm x 120mm.</li> </ul> <p>Associated Products include:</p> <ul> <li>Electrostatic Rods&nbsp;</li> <li>Dusters</li> <li>Zinc Plate</li> <li>UVC Lamp</li> </ul> | 40.95 | EA | FVRATE20 | 1
Physics | B8R08080 | 25sheetpreprinted Conductive Paper Pad | <p>Black electrically conductive graph paper - 25 Sheets</p> <ul> <li>Contains 200mm x 250mm grid for plotting electric fields (20 grids per page)</li> <li>For use with conductive ink pen and other field mapping equipment</li> <li>Each sheet of conductive paper measures 210mm x 297mm and is bound into a pad</li> </ul> <p>Associated Equipment:</p> <ul> <li>Conductive Ink</li> <li>Power Supply</li> <li>Multimeter</li> </ul> | 30.29 | PK | FVRATE20 | 1
Physics | B8R08082 | Energy Stick | <p>A brilliant way to show an electric current flowing - when you complete the circuit this little tube of light starts flashing and buzzing.</p> <ul> <li>Great fun and completely safe.</li> </ul> | 16.95 | EA | FVRATE20 | 1
Physics | B8R08084 | BEK 1000uF Capacitor 25v | <p>BEK Capacitor mounted on a yellow baseplate with sockets to accommodate the connection of 4mm plug leads. Excellent for general circuit work.</p> <ul> <li>Capacitor: 1000&micro;F</li> <li>Voltage: 25V</li> </ul> <p><em>WARNING: This device stores electrical energy in an electric field and can become harmful if it is not used appropriately. Electrolytic capacitors are polarised devices. The voltage connected to the anode (+) must be higher than the voltage connected to the cathode (-). If a voltage is connected in reverse polarity, the component will fail; this may cause overheating and explosion.</em></p> | 2.85 | EA | FVRATE20 | 1
Physics | B8R08085 | On-off Switch | <p>BEK On/Off Switch mounted on a yellow baseplate with sockets to accommodate the connection of 4mm plug leads.</p> <p>Excellent for general circuit work.</p> | 2.85 | EA | FVRATE20 | 1
Physics | B8R08088 | Inverse Square Law | <p>The Inverse Square Law apparatus provides a simple way of establishing the relationship between count rate and distance for gamma radiation emitted from a point source.</p> <p>The apparatus consists of a wooden track with two sets of ruled scales for measuring distance and a source holder. The source holder can accept any source with a 4mm mount.</p> <p>Associated Products:&nbsp;&nbsp;</p> <ul> <li>GM Tube &amp; Holder</li> <li>Scaler Timer</li> <li>Radioactive Sources</li> </ul> | 34.85 | EA | FVRATE20 | 1
Physics | B8R08089 | Calorimeter Double Wall | <p>Superior quality double wall calorimeter with easily removable spring heating element unit. The Calorimeter operates on 3-6 Volts DC and approx. 5 watts. It consists of inner aluminium reservoir 150ml capacity, aluminium outer, plastic insulator ring and Styrofoam lining to minimize heat loss. The lid accepts the heating element, stirrer and thermometer cork includes cover cap.</p> <ul> <li>An external power supply is required (PP00057620 or similar).</li> </ul> | 11.49 | EA | FVRATE20 | 1
Physics | B8R08091 | Four Stroke Petrol Engine Model | <p>4 Stroke gasoline hand crank engine model with actuating movable parts to demonstrate engine basics - 350mm in height. The perfect model for a student of the automotive world or an automotive enthusiast. This model works by cranking the main shaft by hand which then actuates all the parts of the motor to show the functioning stages of a 4 stroke gasoline motor firing. Ignition is shown via a small bulb which can be activated by using 2 x AA Batteries (not included). The light illuminates on a compression stroke. </p> <ul> <li>Functioning Moving Parts: Crankshaft, camshaft, drive gear, timing gear, connecting rods, piston, intake/exhaust valves, rocker arms, push rods, throttle valve, float</li> <li>Made of cast alloys and abs plastic</li> <li>Height: 350mm</li> </ul> <p>AA Batteries are available to purchase separately (B8R05078). </p> | 87.85 | EA | FVRATE20 | 1
Physics | B8R08094 | Pair Of Tuning Fork - Steel | <p>For demonstrating the production of beat frequencies. Comprises two nickel plated forks A (440 Hz) mounted on individual wooden boxes. One fork is provided with adjustable mass by means of which frequency may be shifted from the nominal 440 Hz. When both forks are sounded a clearly audible 'beat' is produced, its rate depending upon the difference in frequency between the forks. </p> <ul> <li>Used to hear dissonance</li> <li>One fork is adjustable</li> <li>Comes with mallet and bases</li> </ul> <p> </p> <p>Note: These are designed for physics experiments to create beats and are often not exactly 440Hz (usually 436-444Hz). They can be adjusted to create beats within each other or to match each other. </p> <p> </p> | 23.25 | PAA | FVRATE20 | 1
Physics | B8R08096 | Acrylic Light Pipe 24x1-2 | <p>This hard acrylic 13mm (1/2") diameter light pipe is 610mm (2ft) of pipe coiled up at one end to demonstrate light transmission from end to end. It transmits light like fibre optic cable.</p> <ul> <li>Can be used with the LED.white or Lasers</li> </ul> | 7.99 | EA | FVRATE20 | 1
Physics | B8R08097 | Ripple Tank Advanced Projection Screen | <p>This advanced ripple tank comes complete with all accessories needed for wave investigations: there is no need for a separate overhead projector. It includes an electronic strobe and control as well as a Wave Generator unit. There is also an in-built projection screen for easy viewing of wave formations.</p> <p>The frame is made of reinforced plastic and with foam beaches (to negate reflections). There is a mirror which can be mounted at 45 degrees to project the ripples onto a translucent screen on one side of the unit. Intense illumination by a strong light source, which is synchronized with the wave generator, helps students to observe the wave patterns on a workgroup table.</p> <p>The complete set comprises of:</p> <ul> <li>Vibration Generator</li> <li>Ripple Tank</li> <li>Wave Monitor unit</li> <li>Projection Mirror</li> <li>Projection Screen</li> <li>Footers with adjustment screws</li> <li>Wave Dippers</li> <li>Perspex Objects</li> <li>Lever arm and support</li> </ul> <p>The Ripple Tank includes a comprehensive assembly and information booklet to assist with teaching the topic of Waves.</p> <p>Dimensions (approx.):</p> <ul> <li>Ripple Tank: 32 x 38cm</li> <li>Mirror: 33 x 40cm</li> <li>Screen: 33 x 30cm</li> </ul> | 204.95 | EA | FVRATE20 | 1
Physics | B8R08098 | Spectrum Tube Holder | <p>This Spectrum Tube Holder has its own power supply and is fitted with a safety door.</p> <p>Designed for use with 260mm long spectrum tubes, firmly preventing the user from touching the electrodes.</p> <p>The matt black colour eliminates the distracting ambient light and the soft spring action protect the tubes from breakages.</p> <p>Spectrum Tubes are not included.</p> <ul> <li>Operates on 220V AC via the Mains Supply.</li> <li>Full instructions supplied.</li> </ul> <p><strong>Technical Specifications:</strong></p> <ul> <li>Input Power: 220V AC, 50Hz</li> <li>Output Rated: 5000V - without Spectrum Tube, 1000V at 10mA with Spectrum Tube</li> <li>Operating Temperature: 10&deg;C - 40&deg;C</li> <li>Storage Temperature: -20&deg;C - 40&deg;C</li> </ul> <p>Available Spectrum Tubes include:</p> <ul> <li>Argon - B8R06989</li> <li>Helium - B8R06986</li> <li>Hydrogen - B8A46539</li> <li>Krypton - B8R06991</li> <li>Mercury Vapour - B8R06990</li> <li>Neon - B8A46565</li> <li>Nitrogen - B8A46541</li> <li>Oxygen - B8A46553</li> <li>Xenon - B8R06992</li> </ul> <p>There is also a bundle of 4 tubes available - B8R06832 - including Hydrogen, Nitrogen, Oxygen, Neon</p> <ul> <li>Diffraction Spectroscope available separately: B8A81802</li> </ul> | 162.25 | EA | FVRATE20 | 1
Physics | B8R08099 | Wave Apparatus Demo | <p>This advanced apparatus demonstrates both longitudinal and transverse wave motions. Consisting of a number of eccentric discs supporting a series of metal rods revolving on a handle, transverse waves are obtained. The handle is rotated to cause a series of cams to rotate which, in turn, cause a set of 16 vertical rods to rise and fall. Their motion follows that of a sine wave (vertical motion is caused by circular rotary motion). </p> <p>Transverse motion is visible by observing the tips of the rods (like a ripple in a water tank or a vibrating guitar string). </p> <p>Longitudinal waves are obtained from the bent rods. </p> <p>A scale placed behind the handle divides the rotary motion into degrees of rotational angle so that the relationship or 'phase' between the rotary and the vertical motions may also be studied. </p> <p> </p> | 40.99 | EA | FVRATE20 | 1
Physics | B8R08101 | Square Friction Cube With Hook | <p>The friction cube provides four surfaces for exploration into the force of friction. Each side of the 2" cube provides a surface (wood, paper, vinyl, sandpaper) with a different coefficient of friction. By pulling the cube by the attached hook, one can both qualitatively and quantitatively demonstrate the properties of static and kinetic friction.</p> | 3.75 | EA | FVRATE20 | 1
Physics | B8R08102 | Resolved Forces Board | <p>By using spring balances on an easy to understand layout the concept of balanced and resolved forces is easy to demonstrate. The attachment points can be put in line for collinear forces where the single force is the sum of the other two. For 2D work, angles and vectors can be easily examined.</p> <ul> <li>The durable white plastic-coated board measures 800mm x 450mm and comes complete with balances and full instructions.</li> </ul> | 86.15 | EA | FVRATE20 | 1
Physics | B8R08103 | Boyles Law Pump And Attachment | <p>Spare pump and attachment for the vertical Boyle's Law Apparatus (B8H25298).</p> | 23.45 | SET | FVRATE20 | 1
Physics | B8R08104 | Rolling Friction Cars | <p>This Rolling Friction Car Set provides four cars for the exploration into the force of friction.</p> <p>Each car provides a set of different material wheels (wood, fabric, soft rubber, soft silicone) with a different friction coefficient.</p> <p>By setting the cars in motion with equivalent velocities, one can qualitatively demonstrate the frictional properties of rolling without slipping.</p> | 37.55 | EA | FVRATE20 | 1
Primary Science | B8R08108 | Friction Blocks 10pk | <p>A set of 10 friction blocks that can be used independently or with the Ramp Set. </p> <p>These blocks are a fun way to introduce students to the concepts of friction and pressure. </p> <ul> <li>The blocks are manufactured from MDF and come with five different backings; plain, carpet, foam, sandpaper and rubber.</li> <li>The blocks also come with an integral hook to allow easy attachment of a Newton meter to enable quantitative measurement of the friction exerted by the different surfaces.</li> <li>As the blocks are all the same size the experiment can be extended to calculate the pressure being exerted.</li> </ul> <p>The blocks also come with comprehensive instructions for use that include a range of experiments and some sample results for comparison. </p> <p> </p> <p>NB: The sandpaper has the potential to damage surfaces, so we advise running the blocks on a piece of cardboard to enable the results to be compared. </p> | 35.99 | P10 | FVRATE20 | 1
Primary Science | B8R08109 | Friction Feet 5pk | <p>A set of 5 friction feet that can be used independently or with the Ramp Set. </p> <p>These footprint shaped blocks are a fun way to introduce students to the concepts of friction and pressure. Owing to the realistic and relatable shape of the blocks, it is easier for them to relate to the science concepts being taught. </p> <ul> <li>The friction feet are manufactured from MDF and come with five different backings; plain, carpet, foam, sandpaper and rubber.</li> <li>The blocks also come with an integral hook to allow easy attachment of a Newton meter to enable quantitative measurement of the friction exerted by the different surfaces.</li> <li>The footprint shaped friction blocks have a surface area of 150cm² with a milled recess to allow masses to be carried so that students can investigate the effect of downforce on friction.</li> <li>As the blocks are all the same size the experiment can be extended to calculate the pressure being exerted.</li> </ul> <p>The friction feet also come with comprehensive instructions for use that include a range of experiments and some sample results for comparison. </p> <p> </p> <p>NB: The sandpaper has the potential to damage surfaces, so we advise running the blocks on a piece of cardboard to enable the results to be compared. </p> | 35.99 | P 5 | FVRATE20 | 1
Environmental Science | B8R08110 | Plastic Test Sieves | <p>Pack of 5 plastic sieves used to sift through and to separate material.</p> <ul> <li>All sieves have Diameter of 20cm</li> <li>Mesh sizes: 7.5 mm, 9 mm, 11 mm, 13 mm and 15 mm.</li> </ul> | 39.99 | SET | FVRATE20 | 1
Chemistry | B8R08114 | Ascorbic Acid Vitamin C 100g | <ul> <li>Alternative Name: Vitamin C</li> <li>Molecular Weight: 176.13g/mol</li> <li>CAS Number: 50-81-7</li> </ul> | 15.05 | EA | FVRATE20 | 1
Chemistry | B8R08115 | Ethonol Mineralised 90% 1 Litre | <p>Blue in colour</p> <ul> <li>Duty paid</li> <li>Alternative Name: Ethyl Alcohol</li> <li>Molecular Weight: 46.07g/mol</li> <li>Flash Point: 12&deg;C</li> <li>CAS No: 64-17-5</li> <li>Hazard: H225</li> <li>Precaution: P210, P243, P280</li> </ul> | 4.3 | VLA | FVRATE20 | 1
Chemistry | B8R08116 | Copper (ll) Nitrate-3-water 250g | <ul> <li>Molecular Weight: 241.60g/mol</li> <li>CAS Number: 10031-43-3</li> <li>Hazard: H272,H302,H315,H319,H410</li> <li>Precaution: 210,P273,P301+P312+P330,P302+P352,P305+P351+P338</li> </ul> | 7.65 | MGV | FVRATE20 | 1
Chemistry | B8R08117 | Bromine Water 0.2m | <ul> <li>Formula: Br2</li> <li>Molecular Weight: 159.81g/mol</li> <li>CAS No: 7726-95-6</li> <li>Hazard: H314, H330, H400</li> <li>Precaution: P260, P280, P273, P284, P305+P351+P338, P310</li> </ul> <p>Price includes Chemical freight surcharge</p> <p>*International delivery is priced on application, please contact Customer Services for a quotation.&nbsp;</p> | 40.55 | BOT | FVRATE20 | 1
Appliances | B8R08118 | Water Still | <p>This is an ideal basic water still for when school budgets are very tight.</p> <p>The borosilicate glass boiler is fitted with a 3kW chromium plated heater, producing distillate flow rates of up to 4 litres per hour which is ideal for the busy laboratory. it gives high quality distilled water with low conductivity and is pyrogen-free. The unit has built-in safety features like gate valve, flow switch, thermostat and fuse. The distilled output is cool ensured by high efficiency coiled condenser.</p> <ul> <li>Output 4 Ltr. / Hour</li> <li>Temperature of distillate is 25 - 40&deg;C tested at ambient room temperature of 30&deg; C.</li> <li>Distillate pH 5.5-6.0</li> <li>Output Water Quality: Approx. &lt;2.5 - 3.0 uS/cm&nbsp; (local mains water dependant)</li> <li>Cooling Water Required 1-2 Ltr /min.</li> <li>Minimum Pressure 3 psi</li> <li>Net Weight 6 kg</li> </ul> | 409.95 | EA | FVRATE20 | 1
Appliances | B8R08119 | Water Bath | <p>Water bath with digital display, stainless steel test tube stand and 2.5 litre transparent tank. </p> <p>The test tube stand holds up to 16 test tubes measuring up to 18mm in diameter. Also includes a handle for easy removal. Temperature controlled by push switch & knob. </p> <ul> <li>Temperature range: Ambient to 100°C</li> <li>Power: 600Va</li> <li>Power Input: 220 - 240V</li> <li>Measures: 270 x 120 x 190mm (length x width x height)</li> </ul> | 217.09 | EA | FVRATE20 | 1
Biology | B8R08120 | Microscope B-150d-brpl | <p>The Optika B-150D-BPRL Digital Binocular LED microscope is a fully functioning compound microscope with additional imaging capabilities. It is a brilliant and robust instrument that is suitable for experienced users who want to document their investigations. Use the digital camera for taking great shots that will supplement any report and will capture the essence of the work. The microscope has a WF10X/18mm eyepiece, which can be removed to allow the insertion of an eyepiece micrometer when necessary, with up to 1000x total magnification and rechargeable battery. Equipped with mechanical stage, efficient 1W X-LED illumination with adjustable intensity and N-PLAN objectives. Includes the easy to use OPTIKA Vision Lite or View Software for Windows.</p> <p>Accessories included:</p> <ul> <li>Power Supply</li> <li>OPTIKA ProView Software Download QR Code</li> <li>1.8M USB Cable</li> <li>Dust Cover</li> <li>Instruction Manual</li> </ul> <p>Accessories available separately:</p> <ul> <li>Eyepiece Micrometer M004 (B8R06422)</li> <li>Stage Micrometer (B8A76119)</li> <li>Alcohol-free Antiseptic Wipes - for cleaning eyepieces between use (B8R08715)</li> <li>Lens Cleaning Tissue (PP00052867)</li> <li>Microscope Maintenance Kit (B8R07243)</li> </ul> <p><strong>Technical Specifications</strong>:</p> <p>Optika B-150D-BRPL Microscope Specification:</p> <ul> <li>Total magnification: 1000x (4x, 10x, 40x, 100x objectives)</li> <li>Eyepieces: Wide field WF10x/18mm</li> <li>Head: Binocular, 360&deg; rotating, with 30&deg; inclined eyepiece tube. Dioptre adjustment on left eyepiece Interpupillary adjustment 48-75mm</li> <li>Nosepiece: Quadruple revolving nosepiece, rotation on ball bearings</li> <li>Objectives: Anti-fungal treated N-PLAN objectives with mechanical tube length 160mm</li> <li>Focussing: Coaxial coarse and fine focusing mechanism (graduated 0.002mm) with upper stop. Adjustable tension of coarse focussing knob</li> <li>Condenser: Abbe condenser, N.A. 1.25 pre-centred, focusable by rotation, with iris diaphragm</li> <li>Illumination: 1W X-LED with adjustable intensity</li> <li>LED Details: 1W, 6300K colour temperature, average lifetime approx. 50000h</li> <li>Voltage: External power supply 100/240V, 50/60Hz, output 5V D.C. 500mA</li> <li>Dimensions: (H)365mm x (W)170mm x (D)320mm</li> <li>Weight: 4kg</li> <li>Age Suitability: 11-18</li> </ul> <p>Digital Camera Specification:</p> <ul> <li>Resolution: 3.2MP (2048 x 1536 pixels, 4:3 aspect ratio)</li> <li>Pixel size: 2.2&micro;m x 2.2&micro;m</li> <li>Sensor: 1/2.5'' CMOS</li> <li>Output: USB 2.0 port</li> <li>Framerate: 4 fps (2048x1536), 8 fps (1280x1024), 30 fps (640x480)</li> <li>S/N Ratio: 40dB</li> <li>Dynamic Range: 66.5dB</li> <li>Exposure Time: 15s - 1/500s</li> <li>Effective Digits: 10bit - on chip</li> <li>Sensitivity: 1.0 V/lux-sec (550nm)</li> <li>Software: OPTIKA ProView for Windows XP, Vista, 7, 8 , 10 (32/64bit)</li> <li>Capture Features: Continuous auto white balance, continuous auto exposure</li> </ul> | 713.09 | EA | FVRATE20 | 1
Physics | B8R08122 | BEK 4700uF Capacitor 25V | <p>BEK Capacitor mounted on a yellow baseplate with sockets to accommodate the connection of 4mm plug leads. Excellent for general circuit work.</p> <ul> <li>Capacitor: 4700&micro;F</li> <li>Voltage: 25V</li> </ul> <p><em>WARNING: This device stores electrical energy in an electric field and can become harmful if it is not used appropriately. Electrolytic capacitors are polarised devices. The voltage connected to the anode (+) must be higher than the voltage connected to the cathode (-). If a voltage is connected in reverse polarity, the component will fail; this may cause overheating and explosion.</em></p> | 2.85 | EA | FVRATE20 | 1
Biology | B8R08124 | Slide Wooden Box | <p>Wooden microscope slide storage box which will fit up to 12 microscope slides inside. Heavy duty wooden planks finished in paint are used as pressure plates. </p> <ul> <li>Size: 450 x 300mm</li> </ul> | 4.05 | EA | FVRATE20 | 1
Biology | B8R08125 | Cover Glasses 22 X 22mm 0.13-0.16mm | <p>Square glass cover slips measuring 22 x 22mm (0.13 - 0.16mm thickness).</p> <p>Allows the user to cover their microscope slide samples which can also protect the objective lens of the microscope against any unwanted transfer from the sample being observed. Students should be warned of their delicate nature.</p> <ul> <li>Box of 100 cover glasses</li> <li>Square: 22 x 22mm</li> <li>Thickness: 0.13mm - 0.16mm</li> </ul> | 4.05 | PHA | FVRATE20 | 1
Appliances | B8R08126 | Metal Disc For Coulombmeter | <p>Spare Metal Disc for Coulombmeter (B8H29723). </p> | 4.05 | EA | FVRATE20 | 1
Physics | B8R08128 | Sound Pipe | <p>The Sound Pipe will captivate your students' imaginations. Twirling the pipe at different speeds produces up to five standing waves with different resonant tones. </p> <p>The Sound Pipe can also be used to demonstrate fluid dynamics, turbulence, and differing sound wave frequencies. </p> <p>Includes an easy-to-read instruction sheet that explains the principles demonstrated. </p> <p>You will need plenty of space around you when you swing it! </p> <p>(Colours may vary). </p> | 6.29 | EA | FVRATE20 | 1
Physics | B8R08129 | Mains Coil | <p>This BSEN 61010 compliant mains coil, when used with the current version of the Dissectible Transformer (B8H26564) and Induction Accessories Set (B8H26606) provides the necessary power for the nail melting and Thomson's rings demonstrations.</p> <p>Technical Specification:</p> <ul> <li>Input Voltage: 230V a.c. (max)</li> <li>Number of Turns: 1000</li> <li>Impedance: 13.5&Omega;</li> <li>Current: 1A (max)</li> <li>Dimensions of Central Aperture: 40mm x 40mm</li> <li>Overall Height: 70mm</li> </ul> <p>Associated Products:</p> <ul> <li>Dissectible Transformer - B8H26564</li> <li>Induction Accessory Kit - B8H26606</li> </ul> | 42.59 | EA | FVRATE20 | 1
Environmental Science | B8R08130 | Telescopic Pond Net | <p>Pond net with telescopic aluminium handle and knotless fine mesh, will not harm specimens. Safe and durable.</p> <p>Specification:</p> <ul> <li>Size of net: 200 x 200mm.</li> <li>Extendable handle: 500-1000mm.&nbsp;</li> </ul> | 8.95 | EA | FVRATE20 | 1
Biology | B8R08131 | Aquarium Tank | <p>A one piece moulded polycarbonate plastic aquarium tank (approx. 8L capacity) </p> <ul> <li>Dimensions: 260mm x 165mm x 160mm</li> <li>Transparency provides excellent visibility</li> <li>UV protectant</li> </ul> | 13.09 | EA | FVRATE20 | 1
Primary Science | B8R08132 | Mini Beasts Butterfly Life Cycle | <p>This is a perfect tool for teaching the lifecycle of the butterfly as it shows complete and partial metamorphosis. From egg to caterpillar and then to chrysalis and finally to an adult butterfly, all stages of the lifecycle are demonstrated. Use a magnifying glass to investigate the details of the real life specimens. Safe and ideal for young hands investigating mini beasts.</p> <p>Specimens include:</p> <ul> <li>egg specimen</li> <li>caterpillar</li> <li>chrysalis</li> <li>butterfly</li> </ul> | 49.99 | EA | FVRATE20 | 1
Primary Science | B8R08133 | Mini Beasts Frog Life Cycle | <p>This set of 6 real life specimens is a perfect tool for teaching the lifecycle of the frog as it shows complete and partial metamorphosis. From egg to tadpole and then to metamorphosis-frog and finally to an adult frog, all stages are demonstrated. Use a magnifying glass to investigate and compare the details of the different stages. Safe and ideal for young hands investigating mini beasts..</p> | 49.99 | EA | FVRATE20 | 1
Primary Science | B8R08134 | Mini Beasts Insects And Spiders | <p>A set of six wonderful real-life specimens of insects and spiders. This resource provides a great way to investigate real life Mini Beasts in a safe way (and from a distance!) for a range of ages. Use a magnifying glass to examine the details of each specimen. How are they similar? How are they different? Why? Where do you think they live?</p> <p>Specimens include:</p> <ul> <li>Shield bug</li> <li>Cockroach</li> <li>Praying mantis</li> <li>Beetle</li> <li>Spider</li> <li>Cricket</li> </ul> | 49.99 | EA | FVRATE20 | 1
Biology | B8R08137 | Dissection Model of a Rat Male | <p>Model showing the internal dissection of a rat in which one can study important exterior parts and interior parts showing various organs and systems. It is a great classroom tool for students who may prefer not to engage in actual dissections. Also a great alternative for the cost-conscious classroom that prefers a more sustainable teaching tool. Mounted on a 610mm x 305mm base & supplied with a detailed English Key Card. </p> | 49.95 | EA | FVRATE20 | 1
Biology | B8R08138 | Dissecting Board 30x20cm Softwood | <p>Dissecting board made of softwood. </p> <ul> <li>Size: 30 x 20cm.</li> </ul> | 30.59 | EA | FVRATE20 | 1
Primary Science | B8R08139 | Long Handled Gardening Tools | <p>A fun, practical &amp; sturdy gardening set of 4 tools ideal for young gardeners! Perfect for shaping and clearing soil and controlling any weeds that may appear in the garden at home or in the school garden. With strong wooden handles, they are safe and robust</p> <ul> <li>Includes a spade, soil rake, brush and leaf rake.</li> <li>Length: 970mm.</li> <li>Features a strong, durable handle perfect for little hands.</li> <li>Conforms to current European safety standards.</li> </ul> | 24.99 | SET | FVRATE20 | 1
Computing & ICT | B8R08143 | LEGO Spike Prime Core Set | <p>The ultimate creative building kit from LEGO&reg; Education the SPIKE&trade; Prime Set by LEGO Education can be used to teach simple coding lessons or to solve complex real-world problems in engineering, design and computer science.</p> <p>Containing elements not seen before, the SPIKE&trade; Prime Set contains enough bricks and elements for two pupils to enjoy and learn from and contains 33 lesson ideas for nearly 25 hours' worth of structured learning. Non-specialist teachers can get going with teaching coding without the worry that their subject knowledge will hold themselves and the class behind. The SPIKE&trade; Prime Set has got you!</p> <p>The SPIKE&trade; Prime Set by LEGO Education and Prime Units of learning will help develop wide-ranging skills in STEM. Pupils will be required to define problems, make prototypes, test their designs, evaluate their projects, as well as debug, recognise patterns and create algorithms.</p> <p>Learners can use the Prime Set and the intuitive LEGO Education SPIKE app to program sensors and motors, seeing their robotic models come alive and react to their programs. The LEGO Education SPIKE app uses coding language based on Scratch, an intuitive, drag-and-drop style of programming, making it easy for teachers and pupils to get going.</p> <ul> <li>Teach integral skills for 21st Century living including complex problem solving and decomposition, debugging, programming, engineering, designing, building and communication.</li> <li>Challenge students appropriately with the ultimate creative STEM resource taking pupils at the beginning of their coding journey right through to limitless creative design.</li> <li>Add to your LEGO Education collection of resources; LEGO Spike Prime is interchangeable with both WeDo 2.0 and MINDSTORMS EV3.</li> <li>Cut down on planning and resourcing for your STEM lessons with enough bricks and elements for two pupils aged 11 to 14 and 33 planned, hands-on lessons.</li> <li>Move on to programming learning quickly with the inclusion of bricks that make building quick and simple.</li> </ul> | 359.99 | SET | FVRATE20 | 1
Computing & ICT | B8R08144 | LEGO Spike Prime Expansion Set | <p>Expand your pupils' coding and design potential with the LEGO&reg; Education SPIKE&trade; Prime Expansion Set. This add-on to the SPIKE&trade; Prime Set (not included) is fantastic for inspiring pupils to take their LEGO robotic models further.</p> <p>This SPIKE&trade; add-on includes large wheels, banana gears, a colour sensor and a large motor that can all be used to build new and exciting robotic models. The colour sensor and large motor can be programmed with the LEGO Education SPIKE&trade; app. Inspire pupils aged 11-14 to problem solve, think critically and let their imaginations take on coding challenges.</p> <ul> <li>Broaden the construction and coding potential of your LEGO STEM resources and hone wide-ranging skills needed for 21st Century living.</li> <li>Replace lost or broken parts from your SPIKE&trade; Prime Set and add 603 new elements for new designs of robot models.</li> <li>Add to your LEGO robotic resources with parts that be interchangeably with WeDo 2.0 and MINDSTORMS EV3.</li> </ul> | 129.99 | SET | FVRATE20 | 1
Physics | B8R08145 | Armature For Vibration Generator | <p>Spare armature for the Philip Harris Vibration Generator (B8H30701). </p> <ul> <li>Pack of 10</li> </ul> | 21.35 | P10 | FVRATE20 | 1
Primary Science | B8R08147 | Classifying Plants Poster | <p>Thinking about how to classify and group things is an important scientific skill.</p> <p>This A1 poster provides a simple guide to classifying plants with a basic plant classification key.</p> <p>Photos and notes support the key.</p> | 11.99 | EA | FVRATE20 | 1
Mathematics | B8R08153 | 1kg Mechanical Scale - White | <p>These classic small 1Kg Mechanical scales are designed to be easily understood by younger children.</p> <p>They are graduated in both imperial and metric, making them ideal for general, kitchen or classroom use.</p> <p>These dual scales are a useful aid in teaching children to cope with parallel weighing systems that are in use everywhere.</p> | 12.99 | EA | FVRATE20 | 1
Lab Equipment | B8R08156 | Lab Stirring Therm Class Pk30 | <p>Total Immersion Initial&trade; Brand Green Spirit Filled Thermometers - Pack of 30&nbsp;</p> <p>-10<strong>&deg;</strong>C to +110&deg;C, (L)150mm&nbsp;</p> <p>The initial&trade; range of Green Fill laboratory thermometers offers a significant saving on our range of standard thermometers while making no compromises to traditional Brannan quality and accuracy. This entry level range has a moulded glass non-roll device to help prevent breakage.</p> <ul> <li><strong>Range (&deg;C):</strong>&nbsp;-10&deg;C to 110&deg;C</li> <li><strong>Division:</strong>: 1&deg;C</li> <li><strong>Length:</strong>&nbsp;300mm</li> <li><strong>Filling</strong>: Green Spirit</li> <li><strong>Immersion: </strong>Total Immersion</li> <li><strong>Accuracy:</strong> +/-1.5&deg;C at 35&deg;C</li> <li><strong>Product Material:</strong> Kerosene filled</li> </ul> <p>Kit contains 30 loose thermometers.&nbsp;</p> | 61.39 | PK | FVRATE20 | 1
Biology | B8R08157 | Animal Cell Model | <p>This two piece highly detailed model animal cell shows the form and structure of a typical animal cell as viewed by an electron microscope. All of the important organelles are shown in raised relief and displayed in colour.</p> <p>Featured organelles include:</p> <ul> <li>Nucleus</li> <li>Mitochondrion</li> <li>Smooth Endoplasmic Reticulum</li> <li>Rough Endoplasmic Reticulum</li> <li>Basal membrane</li> <li>Collagen fibres</li> <li>Golgi apparatus</li> <li>Microvilli</li> <li>Lysosome</li> </ul> <p>Dimensions: (L)210mm x (W)110mm x (H)310mm</p> | 229.55 | EA | FVRATE20 | 1
Biology | B8R08158 | Plant Cell Model | <p>This two piece highly detailed model plant cell shows the structures of a typical plant cell as viewed by an electron microscope. The cytoplasm and all important organelles of the plant cell are in raised relief and displayed in colour.</p> <p>Featured organelles include:</p> <ul> <li>Cell wall</li> <li>Cell membrane</li> <li>Nucleus</li> <li>Smooth Endoplasmic Reticulum</li> <li>Rough Endoplasmic Reticulum</li> <li>Ribosomes</li> <li>Chloroplasts</li> <li>Mitochondria</li> <li>Dictyosomes/Golgi apparatus</li> </ul> <p>Dimensions: (L)200mm x (W)115mm x (H)330mm</p> | 229.55 | EA | FVRATE20 | 1
Glassware, Plastics & Ceramics | B8R08159 | Crucible Porcelain With Lid | <p> Porcelain crucible with lid. Glazed inside and outside, except base. </p> <ul> <li>Capacity: 15ml</li> <li>Material: Porcelain</li> <li>Diameter: 40mm</li> <li>Height: 25mm</li> </ul> | 57.35 | P10 | FVRATE20 | 1
Physics | B8R08160 | Refraction Cup | <p>Fill these semi-circular cells with different liquids to observe their refractive properties using a ray box or laser.</p> <ul> <li>Measure angles using a printed protractor (not included).</li> </ul> | 5.59 | EA | FVRATE20 | 1
Lab Equipment | B8R08162 | Ph Meter | <p>Cost effective, portable pocket pH Meter. Calibration is 3 point pH 4.0, 7.0 and 10.0 and carried out by a screw, using the supplied screwdriver. </p> <p>Compact and easy to use. Automatic temperature compensation between 0 and 50°C. </p> <ul> <li>Supplied in a plastic box, with screwdriver and instructions.</li> </ul> | 39.99 | EA | FVRATE20 | 1
Physics | B8R08164 | Polarimeter Tubes | <p>A pack of 10 spare polarimeter tubes for the Polarimeter (B8R05155)</p> | 12.59 | P10 | FVRATE20 | 1
Whiteboards | B8R08168 | Showme A4 Gridded Whiteboard P35 | <p>A classroom favourite for over 20 years, and still just as relevant today.</p> <p>With careful questioning and this simple process, you'll be able to gauge understanding at the start of a subject, or check comprehension as you teach. Works in any subject with any age group.&nbsp;</p> <p>New patent pending StayClean technology gives you an even better surface than ever before;&nbsp;</p> <p>Great value Classpack of A4 20mm Gridded/Plain Whiteboards, with 35 sets. Each set has 1 board, marker and eraser plus 2 free cleaners and a helpful guide to get the most out of your whiteboards.</p> <p>Plastic free, fully recyclable packaging. &nbsp;</p> <p>Show-me student markers in this pack are the students' favourite whiteboard marker.</p> <p>Carefully designed for small hands in the busy classroom.</p> <p>Slim barrel with easy fit lid that's easy for children to use, extra-hard nib that won't easily splay out and a clever nib-stop that prevents the tip from being pushed into the barrel. &nbsp;</p> <p>The mini foam erasers are soft to avoid unwanted harm to whiteboards or kids, super lightweight and ideal for small hands to grab hold of.</p> | 86 | P35 | FVRATE20 | 1
Lab Equipment | B8R08169 | Spare Slotted Masses 100g P5 | <p>Five spare zinc plated steel slotted masses for use with the 1KG set (B8A73088)</p> <ul> <li>5 x 100g</li> <li>Tolerance &plusmn; 5%.</li> <li>Mass Dimensions: (D)60mm x (H)5mm</li> </ul> | 6.09 | P 5 | FVRATE20 | 1
Pens | B8R08171 | Sharpie Marker Black Pk12 | <ul> <li>The ink is both fade and water resistant and is permanent on most surfaces.</li> <li>Excellent for marking paper, plastic, glass, wood and more.</li> <li>Requires no valve shake and gives a very clean 1.4mm line width.</li> <li>Plus, they offer a 30 minute cap-off time.</li> <li>Black.</li> <li>Pack of 12</li> </ul> | 14.99 | P12 | FVRATE20 | 1
Appliances | B8R08172 | Black Terminal Sockets | <p>Replacement black terminal sockets for the Retro Range of Power Supply Units.</p> <p>Compatible with the following Power Supplies:</p> <ul> <li>R04365 - Retro Basic PSU&nbsp;</li> <li>R04366 - Retro Ranger PSU</li> <li>R04367 - Retro Regulated PSU</li> </ul> | 3.05 | EA | FVRATE20 | 1
Appliances | B8R08176 | Grey Voltage Indicator | <p>Spare grey voltage indicator for the lockable Unilab Spacesaver Power Supplies.</p> <p>Compatible with the following Spacesaver models:</p> <ul> <li>Ranger Power Unit</li> <li>Lockmaster Power Unit&nbsp;</li> </ul> | 2.35 | EA | FVRATE20 | 1
Nursery Furniture | B8R08178 | Drying Rack (inc. 10 Racks) | <p>Create an environment which encourages expression and imagination with the help of the handy Millhouse Drying Rack. This drying rack has 10 adjustable/removable racks and the unit itself is durable, hard-wearing and easy to clean.</p> <ul> <li>10 plastic coated metal drying racks</li> <li>Adjustable racks for drying large models</li> <li>Wipe - clean surfaces</li> <li>Fits paper up to A2 size</li> <li>Includes 10 racks</li> <li>UK manufactured</li> <li>Fully assembled</li> <li>Lifetime guarantee on frame</li> <li>Dimensions: W71 x D51 x H100cm</li> <li>Millhouse Code PT622</li> </ul> | 678.99 | EA | FVRATE20 | 1
Environmental Science | B8R08180 | Astromaster 90eq | <p>Discover our Solar System with the Celestron AstroMaster 90EQ! You'll be ready to observe in minutes thanks to the quick and easy no-tool setup. The 90EQ provides bright, clear images of the Moon, planets, star clusters, and more for great night-time viewing.</p> <p>The AstroMaster mount comes with two slow motion control knobs that allow you to make fine pointing adjustments to the telescope in both Right Ascension and Declination axes, also referred to as RA and DEC.</p> <ul> <li>Manual German equatorial mount with setting circles - to locate and track sky objects</li> <li>Adjustable, full height steel tripod with deluxe accessory tray</li> <li>Quick and easy no-tool setup</li> <li>Accessories include a 20mm and 10mm eyepiece, erect image diagonal, and a finderscope</li> <li>Download Starry Night Basic Software with a 36,000 object database, printable sky maps and enhanced images including 3D renderings of stars, exoplanets, and galaxies</li> </ul> <p>Accessories include a 20mm and 10mm eyepiece, erect image diagonal, and a finderscope. The two eyepieces offer different magnifications for low and high-powered views.</p> <ul> <li>Optical Design: Refractor</li> <li>Aperture 90mm: (3.54")</li> <li>Focal Length: 1000mm (39.37")</li> <li>Focal Ratio: f/11</li> <li>Focal Length of Eyepiece 1: 20mm (.78")</li> <li>Magnification of Eyepiece 1: 50x</li> <li>Focal Length of Eyepiece 2: 10mm (.4")</li> <li>Magnification of Eyepiece 2: 100x</li> <li>Finderscope: Built-on StarPointer</li> <li>Star Diagonal: Erect Image Diagonal - 1.25"</li> <li>Highest Useful Magnification: 213x</li> <li>Lowest Useful Magnification: 13x</li> <li>Limiting Stellar Magnitude: 12.3</li> <li>Resolution (Rayleigh): 1.55 arc seconds</li> <li>Resolution (Dawes): 1.29 arc seconds</li> <li>Light Gathering Power (Compared to human eye): 165x</li> <li>Optical Coatings: Multi Coated</li> <li>Optical Tube Length: 914mm (36")</li> <li>Mount Type: CG-3 Equatorial</li> <li>Height adjustment range (includes mount and tripod): 812.8mm - 1295.4mm (32" - 51")</li> <li>Tripod Leg Diameter: 31.75mm (1.25") steel</li> <li>Accessory Tray: Yes</li> <li>Tripod Weight: 7.6 lbs (3447.3 g)</li> <li>Slew Speeds: Manual</li> <li>Dovetail Compatibility: CG-3 saddle plate</li> <li>Software: Starry Night Basic Edition ¦ SkyPortal App Included Items: Optical tube ¦ Tripod and mount (preassembled) ¦ 20mm eyepiece ¦ 10mm eyepiece ¦ Red-dot finderscope ¦ Manual</li> </ul> | 410.25 | EA | FVRATE20 | 1
Glues & Adhesives | B8R08181 | Classmates Glue Sticks 20g P12 | <p>Enhance your classroom's creative experience with our Classmates Glue Sticks. Offering the reliability of top-tier brands at a fraction of the cost, this pack includes 12 x 20g sticks, designed with educators and children in mind. Enjoy outstanding adhesive performance, independently verified to surpass expectations in key areas such as glue strength and ease of use.*</p> <p>These glue sticks are perfect for a range of educational projects, effortlessly adhering to paper, card, pom poms, felt, and ribbons. The clear-drying formula ensures a neat finish, and the ability to reposition materials makes them ideal for precision work and classroom activities.</p> <p>Safe and suitable for children aged 3 and up, our glue sticks are non-toxic, solvent-free, and wash easily from skin and clothing. This ensures peace of mind for teachers and parents alike. Plus, each glue stick is encased in a 100% recyclable container, supporting your school's commitment to eco-friendly practices.</p> <p>This economical pack of 12 not only delivers excellent value for daily classroom use but also aligns with educational and budgetary needs. For more specific requirements, we also offer options in smaller (10g) and larger (40g) sizes.</p> <ul> <li>Pack of 12 x 20g glue sticks offering excellent value</li> <li>Child-safe: non-toxic, solvent-free, and easy to clean</li> <li>Clear-drying, allowing for repositioning and accurate application</li> <li>100% recyclable containers supporting sustainability initiatives</li> <li>Available in various sizes to suit different needs</li> </ul> <p>Choose Classmates Glue Sticks for a budget-friendly adhesive solution that meets classroom demands without compromise.</p> <p>*Classmates Glue Sticks achieved top ratings in crucial areas, including adhesive strength and product container quality, following independent testing in June 2023.</p> | 5.49 | P12 | FVRATE20 | 1
Glues & Adhesives | B8R08182 | Classmates Glue Sticks 40g P12 | <p>Discover the perfect adhesive solution with our Classmates Glue Sticks, ideal for any educational environment from nurseries to schools. This pack of 12 x 40g glue sticks combines value with reliability, providing excellent adhesive performance that is competitively matched against leading brands.</p> <p>Designed for versatility, these glue sticks are perfect for a broad range of creative activities. They glide smoothly over materials such as paper, cardboard, pom poms, felt, and ribbons. With a quick-drying, clear finish, they ensure precision and neatness in every project, and allow you to reposition materials with ease.</p> <p>Children aged 3 and above can use these glue sticks safely, as they are non-toxic, solvent-free, and easily washable from both skin and clothing, ensuring peace of mind for educators and caregivers alike. Plus, each stick comes in a 100% recyclable container, supporting sustainability efforts in your classroom.</p> <p>Offering 12 large 40g sticks, this pack provides outstanding value and longevity for daily use, be it in crafts, lessons, or presentations. For more detailed work, consider our smaller 10g or 20g glue stick options.</p> <ul> <li>Set of 12 x 40g glue sticks, designed for extensive use</li> <li>Non-toxic, solvent-free, and safe for young children</li> <li>Dries clear and supports repositioning</li> <li>Effortlessly washable from skin and clothes</li> <li>Environmentally friendly with recyclable containers</li> <li>Available in alternative sizes for varied applications</li> </ul> <p>Opt for Classmates Glue Sticks&mdash;an affordable, dependable adhesive that delivers consistently for educational tasks without compromising quality.</p> <p>*Classmates Glue Sticks ranked highest in categories of adhesive strength, container quality, and application coverage in independent testing conducted in June 2023.</p> | 8.99 | P12 | FVRATE20 | 1
Site Maintenance | B8R08185 | Energizer Led Lantern | <ul> <li>Bright and dependable, the ENERGIZER&reg; LED Lantern is a great choice for everyday needs</li> <li>Shines up to 5X brighter than standard LED technology so can be used for a wide variety of outdoor and indoor tasks</li> <li>Designed to float on water</li> <li>Beam distance up to 150 metres (subject to atmospheric conditions)</li> <li>Powerful reflector &amp; lens</li> <li>Easy to hold handle&nbsp;</li> <li>Anti-roll feature</li> <li>1 LED bulb</li> <li>Designed to last up to 15 years</li> <li>Works with 2 x D batteries, or use with 4 to extend use to up to 400 hours (batteries not included)</li> </ul> | 10.99 | EA | FVRATE20 | 1
Environmental Science | B8R08188 | Anemometer Small | <p>This small anemometer is perfect for younger students to use in determination of wind speed. Cups are mounted on horizontal arms extending from the axis with one red cup being used to determine the number of rotations.</p> <p>Made of corrosive resistant materials, the unit is perfect for prolonged outdoor use.</p> <ul> <li>Perfect for students of any age</li> <li>Corrosive resistant for prolonged outdoor use</li> <li>18cm height, 22cm diameter</li> </ul> | 11.59 | EA | FVRATE20 | 1
Lab Equipment | B8R08189 | Ohaus NVE612 Balance 610g 0.01g | <p>The NV portable balance is designed for demanding classroom applications with features such as superior overload protection and a stackable design. Durably constructed and multifunctional, the NV is a powerful balance that can handle a diverse range of weighing applications in the classroom such as parts counting, percent weighing and check weighing.</p> <ul> <li>Capacity: 610g</li> <li>Readability: 0.01g&nbsp;</li> <li>Repeatability: 0.02</li> <li>Linearity: 0.02</li> <li>Weighing Units: g, lb, oz, N</li> <li>Stabilisation Time: 1.5s</li> <li>Pan Size: 145 mm</li> </ul> | 88.75 | EA | FVRATE20 | 1
Lab Equipment | B8R08190 | Ohaus NVE2102 Balance 2100g 0.01g | <p>The NV portable balance is designed for demanding classroom applications with features such as superior overload protection and a stackable design. Durably constructed and multifunctional, the NV is a powerful balance that can handle a diverse range of weighing applications in the classroom such as parts counting, percent weighing and check weighing.</p> <ul> <li>Capacity: 2100g</li> <li>Readability: 0.01g</li> <li>Repeatability: 0.02</li> <li>Linearity: 0.03</li> <li>Weighing Units: g, kg, lb, oz, N</li> <li>Stabilisation Time: 1.5s</li> <li>Pan Size: 190 x 144mm</li> </ul> | 149.95 | EA | FVRATE20 | 1
Data Logging | B8R08191 | Sensordisc Charging Dock | <p>The charging tray makes sure all SensorDiscs are arranged and charged for their daily usage, all in a single, clean and organized compact station. Just one plug can charge 8 at once!</p> <ul> <li>Storing and charging up to 8 Labdisc units</li> <li>Central charging unit using a single power outlet</li> <li>LED Charging and End of Charging indications</li> <li>Compact and light weight</li> </ul> | 351.35 | EA | FVRATE20 | 1
Stationery Accessories | B8R08192 | Mini Magnetic Board Erasers | <p>Introducing the Classmates Mini Magnetic Board Eraser &nbsp;&ndash; a handy tool for individual whiteboard work and classroom convenience. This value pack includes 30 compact erasers, perfect for solo pupil use or keeping within easy reach on the class whiteboard.</p> <ul> <li>30 mini erasers per pack for great value and classroom coverage</li> <li>Ideal for solo pupil work or quick corrections on the whiteboard</li> <li>Compact size (W65 x D25 x H25mm) for easy handling</li> <li>Magnetic backing for simple storage on whiteboards</li> </ul> <p>The Classmates Mini Magnetic Board Eraser, Blue &ndash; a smart and efficient choice for everyday classroom use.</p> <p><strong>Please note:</strong> Contains magnets, not a toy. Adult supervision is advised.</p> | 18.99 | P30 | FVRATE20 | 1
Lab Equipment | B8R08199 | Mains Test Screwdriver | <p>Compact size mains tester screwdriver complete with internal neon for testing AC voltages 100-250 VAC. Plastic moulding with insulated shaft and pocket clip. </p> <ul> <li>Blade length 65mm x 3.5mm</li> <li>Overall length: 140 mm</li> <li>Pocket Clip</li> </ul> | 3.45 | EA | FVRATE20 | 1
Data Logging | B8R08200 | Photogate - Phe Branded | <p>A Photogate sensor for the SensorDisc. Connects to the SensorDisc universal input and measures the timing and speed of objects crossing its light beam.</p> <p>For investigating G by free fall, collision and other physics experiments.</p> <p>Specification:</p> <ul> <li>Photogate Rise / Fall Time: 1ms</li> <li>Max Sampling Speed: 1000/s</li> <li>Detector-Transmitter Distance (gate width): 76.6mm</li> <li>Light Source: Infrared</li> <li>LED Indicator (green)</li> </ul> <p><strong>Please Note: The SensorDisc Datalogger is sold separately&nbsp;</strong></p> | 63.99 | EA | FVRATE20 | 1
Data Logging | B8R08201 | External Co2 Sensor | <p>A Carbon Dioxide gas sensor for the SensorDisc Datalogger.</p> <p>Connects to the SensorDisc universal input and measures CO2 at a range of 0 to 5000ppm.</p> <ul> <li>Probe Accuracy: +/-50ppm&nbsp;</li> </ul> <p>For investigating breathing, photosynthesis and environmental research.</p> <p>Please Note: The SensorDisc Datalogger is sold separately</p> | 263.99 | EA | FVRATE20 | 1
Physics | B8R08203 | Drive Belt - Pack Of 10 | <p>Spare Drive Belts for the hand driven Van de Graaff Generator (B8H26170).</p> <ul> <li>Outside Diameter: 170mm</li> <li>Pack of 10</li> </ul> | 23.55 | P10 | FVRATE20 | 1
Physics | B8R08204 | Clips For g By Freefall Trap Door | <p>Spare clips for the Philip Harris 'g' by Free Fall Apparatus (B8H25316) trap door.</p> <ul> <li>Pack of 10</li> </ul> | 21.65 | P10 | FVRATE20 | 1
Physics | B8R08206 | O-ring Seal - Pack Of 10 | <p>Spare O-Ring Seals for Motor Driven Van de Graaff Generator (B8H26758) for connection between the motor and the drive belt </p> <ul> <li>Pack of 10.</li> </ul> | 11.49 | P10 | FVRATE20 | 1
Physics | B8R08207 | Plastic Holder Connector - Pack Of 10 | <p>Spare metal connector which allows the Plastic Discharge Sphere Holder (B8R08205) to be connected to the Motor Driven Van de Graaff Generator (B8H26758). </p> <ul> <li>Pack of 10.</li> </ul> | 32.15 | P10 | FVRATE20 | 1
Cleaning | B8R08218 | Virabact Heavyduty Refill Flasks 6x750ml | <ul> <li>Labelled, empty refill flasks with instructions designed for use in dispensing Virabact Multi-surface cleaner</li> <li>Trigger spray enables correct dose to be applied</li> <li>Pack of 6 x 750ml bottles</li> </ul> | 5.39 | P 6 | FVRATE20 | 1
Cleaning | B8R08219 | Cm Pine Disinfectant 2x5l | <ul> <li>High performance QAC disinfectant</li> <li>Cleans surfaces, disinfects, and deodorises in one action</li> <li>Pine fragrance&nbsp;</li> <li>Case of 2 x 5 litres&nbsp;</li> </ul> | 10.99 | BOX | FVRATE20 | 1
Cleaning | B8R08220 | Classmates Cleaner Disinfectant 2x5l | <p>Cleans, sanitises and deoderises. It removes a wide range of soilings and has an effective bactericide to leave all surfaces clean and safe. A pleasant deoderiser leaves a fresh clean residual fragrance. Antimicrobial tests have proven that this cleaner disinfectant is highly effective against MRSA when used neat.&nbsp;</p> <ul> <li>Passes BSEN 1276, the European suspension test when tested on the MRSA bacteria</li> <li>For use in areas requiring maximum hygiene</li> <li>Powerful cleaner disinfectant</li> <li>Case of 2 x 5 litres&nbsp;</li> </ul> | 17.49 | P 2 | FVRATE20 | 1
Cleaning | B8R08221 | Classmate Hard Surf Cleaner 2x5l | <p>A heavy duty solvent based cleaner and degreaser, allowing the fast penetration and removal of grease and soiling, developed for effective cleaning of floors, walls and hard surfaces.</p> <ul> <li>Fast acting</li> <li>Do not use on perspex, glass or surfaces affected by solvent</li> <li>Case of 2 x 5 litres</li> </ul> | 13.99 | BOX | FVRATE20 | 1
Cleaning | B8R08222 | Cif All Purpose Lemon Cleaner 2x5l | <p>Fresh lemon fragranced all-purpose cleaner for fast and simple daily cleaning. Suitable for unpolished floors, walls, paintwork, ceramics, laminates, plastic and all other washable hard surfaces. Powerful on grease and grime. Fast and simple to use and clean. Rinse free and very long lasting fragrance. </p> <ul> <li>Case of 2 x 5 litres</li> </ul> | 32.99 | P 2 | FVRATE20 | 1
Cleaning | B8R08225 | Carefree Floor Maintainer 2x5l | <p>This high quality cleaner cleans fast and maintains gloss with a pleasant fragrance.</p> <ul> <li>Use for damp mopping, spray cleaning etc</li> <li>Case of 2 x 5 litres.</li> </ul> | 29.99 | BOX | FVRATE20 | 1
Cleaning | B8R08226 | Carefree Mop Shine 2x5l | <p>Combined floor polish and maintainer. Dries to a shine without the use of a rotary floor machine. Use neat as polish or diluted as a maintainer. </p> <ul> <li>Case of 2 x 5 litres</li> </ul> | 48.99 | BOX | FVRATE20 | 1
Cleaning | B8R08228 | Vileda Mediumweight Wiping Cloth P10 Blu | <p>Contains silver to inhibit bacterial growth </p> <ul> <li>430 x 355mm</li> <li>Blue</li> <li>Pack of 10</li> </ul> | 14.99 | P10 | FVRATE20 | 1
Cleaning | B8R08229 | Classmate Toilet Cleaner 2x5l | <p>Our Classmates Toilet Cleaner is a premium solution designed to make any school bathroom shine!</p> <p>Our concentrated formula is not only safe for use on stainless steel but also works wonders in removing stains, limescale, and odours.&nbsp;</p> <ul> <li>Pleasantly perfumed concentrated toilet cleaner</li> <li>Safe for use on stainless steel</li> <li>Removes stains, limescale and odours, leaving surfaces sparkling clean</li> <li>Case of 2 x 5 litres</li> </ul> | 15.99 | BOX | FVRATE20 | 1
Cleaning | B8R08230 | Shield 3 Way Toilet Cleaner 12x1ltr | <ul> <li>Daily toilet cleaner and descaler</li> <li>Powerful phosphoric acid based cleaner suitable for periodic deep cleaning of toilet bowls and urinals</li> <li>Thickened formulation uniformly coats and clings to the surface for easier cleaning</li> <li>Safe on chrome and stainless steel with Odour Neutralising Technology</li> <li>12 x 1 Litres</li> </ul> | 53.99 | P12 | FVRATE20 | 1
Site Maintenance | B8R08231 | Clear Refuse Sacks Pack 200 | <p>Ensure an environmentally responsible disposal solution with our high-quality Polyco Clear Refuse Sacks, designed to meet the demands of any educational environment. Made from 100% recycled materials, these sacks provide a sustainable option for waste management in schools and other learning institutions.</p> <ul> <li>High-clarity clear refuse sacks for easy identification of contents, promoting safety and efficiency when separating recyclables</li> <li>Generous approximate size of 457 x 725 x 975 mm to fit most standard bins used in educational settings</li> <li>Large 90-litre capacity, ideal for managing substantial amounts of waste typical in educational facilities</li> <li>Conveniently supplied in a roll of 200, ensuring long-lasting use and reducing the need for frequent reordering</li> </ul> | 23.99 | PK | FVRATE20 | 1
Cleaning | B8R08232 | Vileda Mediumweight Wiping Cloth Grn P10 | <p>Contains silver to inhibit bacterial growth </p> <ul> <li>430 x 355mm</li> <li>Green</li> <li>Pack of 10</li> </ul> | 14.99 | P10 | FVRATE20 | 1
Cleaning | B8R08233 | Classmates Round Socket Mophead 300g | <p>These round socket mopheads are to be used in conjunction with the Classmates 48in Hygiene Handles. Simply, screw the handles on, which enables them to create their own thread.</p> <ul> <li>Cotton twine yarn</li> <li>Large</li> <li>New improved fitting</li> <li>Pack of 10</li> </ul> | 22.99 | PK | FVRATE20 | 1
Cleaning | B8R08235 | Carefree Floor Stripper 2x5l | <p>Powerful machine emulsion polish stripper for all floors and works quickly in hot and cold water. </p> <ul> <li>Case of 2 x 5 litres</li> </ul> | 26.99 | BOX | FVRATE20 | 1
Cleaning | B8R08236 | Sprint Glass Cleaner 6x750ml | <p>Cleans fast without streaks or smears and quick wipe off for use on mirrors, stainless steel etc </p> <ul> <li>Case of 6 x 750ml</li> </ul> | 36.69 | BOX | FVRATE20 | 1
Cleaning | B8R08239 | Vileda Mediumweight Wiping Cloth P10 Yel | <p>Contains silver to inhibit bacterial growth </p> <ul> <li>430 x 355mm</li> <li>Yellow</li> <li>Pack of 10</li> </ul> | 14.99 | P10 | FVRATE20 | 1
Cleaning | B8R08240 | Classmates 48in Hygiene Handle Red | <p>Get to those hard to reach places with our Classmates Mop Handles. Perfect for getting in to awkward nooks and crannies.</p> <ul> <li>Colour coded screw fit 48in handle</li> <li>Designed to fit all Classmates mop heads</li> <li>Red</li> <li>Each</li> </ul> | 6.99 | EA | FVRATE20 | 1
Cleaning | B8R08241 | Classmates 48in Hygiene Handle Green | <p>Get to those hard to reach places with our Classmates Mop Handles. Perfect for getting in to awkward nooks and crannies.</p> <ul> <li>Colour coded screw fit 48in handle</li> <li>Designed to fit all Classmates mop heads</li> <li>Green</li> <li>Each</li> </ul> | 6.89 | EA | FVRATE20 | 1
Cleaning | B8R08242 | Kentucky Mop Handle And Holder | <ul> <li>New improved design for use with Kentucky mop heads (HE295496)</li> <li>Each</li> </ul> | 8.99 | EA | FVRATE20 | 1
Cleaning | B8R08243 | Shield Limescale Remover 2 X 5 Litres | <ul> <li>Heavy duty limescale remover</li> <li>Restores shine to all washroom surfaces</li> <li>With neutrafresh technology to remove unpleasant odours both at source and the surrounding area</li> <li>Acid based cleaner for daily cleaning of non enamel surfaces such as toilets, showers, changing rooms and swimming baths</li> <li>Case of 2 x 5 litres</li> </ul> | 42.59 | P 2 | FVRATE20 | 1
Cleaning | B8R08244 | Ocean Wipes 500 X 360mm - Blue | <p>General purpose medium weight cleaning wipes. Made from a viscose and polyester blend. Ocean wipes are food contact safe. </p> <ul> <li>Blue</li> </ul> | 6.99 | P50 | FVRATE20 | 1
Cleaning | B8R08245 | Ocean Wipes 500 X 360mm - Green | <p>General purpose medium weight cleaning wipes ? Made from a viscose and polyester blend. Ocean wipes are food contact safe.</p> <ul> <li>Green</li> </ul> | 6.99 | P50 | FVRATE20 | 1
Cleaning | B8R08246 | Ocean Wipes 500 X 360mm - Red | <p>General purpose medium weight cleaning wipes ? Made from a viscose and polyester blend. Ocean wipes are food contact safe. </p> <ul> <li>Red</li> </ul> | 6.99 | P50 | FVRATE20 | 1
Cleaning | B8R08247 | Ocean Wipes 500 X 360mm - Yellow | <p>General purpose medium weight cleaning wipes Made from a viscose and polyester blend. Ocean wipes are food contact safe. </p> <ul> <li>Yellow</li> </ul> | 6.99 | P50 | FVRATE20 | 1
Cleaning | B8R08249 | Classmates 48in Hygiene Handle Yellow | <p>Get to those hard to reach places with our Classmates Mop Handles. Perfect for getting in to awkward nooks and crannies.</p> <ul> <li>Colour coded screw fit 48in handle</li> <li>Designed to fit all Classmates mop heads</li> <li>Yellow</li> <li>Each</li> </ul> | 6.89 | EA | FVRATE20 | 1
Cleaning | B8R08250 | 20l Speedy Bucket And Wringer Green | <p>20 litre bucket and sides press wringer on 75mm castors. Heavy duty wringer will accommodate up to 400g mops. </p> <ul> <li>Green</li> <li>Each</li> </ul> | 51.09 | EA | FVRATE20 | 1
Cleaning | B8R08251 | 20l Speedy Bucket And Wringer Red | <p>20 litre bucket and sides press wringer on 75mm castors. Heavy duty wringer will accommodate up to 400g mops. </p> <ul> <li>Red</li> <li>Each</li> </ul> | 51.39 | EA | FVRATE20 | 1
Cleaning | B8R08252 | 20l Speedy Bucket And Wringer Yellow | <p>20 litre bucket and sides press wringer on 75mm castors. Heavy duty wringer will accommodate up to 400g mops. </p> <ul> <li>Yellow</li> <li>Each</li> </ul> | 51.09 | EA | FVRATE20 | 1
Cleaning | B8R08253 | 20l Speedy Bucket And Wringer Blue | <p>20 litre bucket and sides press wringer on 75mm castors. Heavy duty wringer will accommodate up to 400g mops. </p> <ul> <li>Blue</li> <li>Each</li> </ul> | 51.09 | EA | FVRATE20 | 1
Site Maintenance | B8R08256 | Classmates Med Duty Refuse Sacks Pk200 | <p>Introducing our Classmates Medium Duty Refuse Sacks, designed to meet the waste disposal needs of educational institutions efficiently and responsibly. Ideal for schools and nurseries, these sacks provide a durable solution for everyday waste management.</p> <p>Crafted from 100% recycled materials, these refuse sacks represent our commitment to sustainability, delivering exceptional eco-friendly performance without sacrificing quality. Each bag boasts a generous 90-litre capacity, ensuring ample space for all your refuse disposal requirements.</p> <ul> <li>Fabricated with superior quality materials for enhanced durability.</li> <li>Dimensions: 457 x 725 x 975mm, accommodating up to 90 litres approximately.</li> <li>Classic and discreet black colour suitable for varied environments.</li> <li>Comes in a convenient pack of 200 to ensure you are well-stocked for extended periods.</li> <li>Perfect for educational environments striving towards sustainable practices.</li> </ul> | 17.99 | PKC | FVRATE20 | 1
Site Maintenance | B8R08257 | Classmates Heavy Duty Refuse Sack Pk200 | <p>Discover the durability and sustainability of our Classmates 90L Extra Heavy Duty Refuse Sacks, ideal for educational environments seeking reliable waste management solutions.</p> <p>Made from 100% recycled materials, these refuse sacks support eco-friendly practices while maintaining exceptional strength and quality. Each sack boasts a generous 90-litre capacity, accommodating the needs of busy school settings with ease.</p> <p>Key features include:</p> <ul> <li>Dimensions: 457 x 725 x 975mm</li> <li>Robust construction suitable for heavy-duty use</li> <li>Ample 90-litre capacity for extensive waste disposal</li> <li>Conveniently provided in a pack of 200 for long-term supply</li> </ul> <p>Perfect for schools, nurseries, and learning institutions that prioritise environmental responsibility without compromising on performance.</p> | 19.99 | PKC | FVRATE20 | 1
Site Maintenance | B8R08258 | Classmates Ex-h-duty Refuse Sacks P100 | <p>Our Classmates Extra Heavy Duty Bin Liners are both durable and sustainable!</p> <p>Crafted from 100% recycled materials, these bin liners redefine eco-friendly disposal without compromising on quality.</p> <p>Approximately sized at 558 x 838 x 1194mm, each liner offers a generous 150-litre capacity.</p> <ul> <li>Extra strong, large sacks for heavier and bulkier waste</li> <li>Approximate size: 558 x 838 x 1194mm</li> <li>Capacity 150 litres</li> <li>Black</li> <li>Pack of 100</li> </ul> | 21.99 | PHA | FVRATE20 | 1
Hygiene | B8R08261 | Deb Instantfoam Hand Sanitiser Dispenser | <p>Unique 1 litre sealed cartridge dispenser for exclusive use with genuine SC Johnson Professional refill cartridges only.</p> <ul> <li>The push buttons on all SC Johnson Professional&reg; dispensers are protected by BioCote&reg;, a silver-based antimicrobial agent that inhibits the growth of bacteria and molds.</li> <li>BioCote&reg; is effective for the lifetime of the dispenser.</li> <li>Delivers the exact amount of product required, controlling usage and reducing waste.</li> <li>Size (mm): 233H x 130W&nbsp; x 115D.</li> <li>For use with Deb InstantFOAM&trade; hand sanitiser</li> <li>Lockable 1 litre ABS plastic dispenser</li> <li>Each</li> </ul> | 8.59 | EA | FVRATE20 | 1
Hygiene | B8R08266 | Cm Antibacterial Handwash 6x500ml | <p>Ensure optimal hygiene in your educational institution with the Classmates Antibacterial Handwash. Designed specifically for frequent use, this premium hand wash effectively eliminates germs while nourishing the skin.</p> <p>This gentle, fragrance-free and pH-neutral formula is perfectly suited for all skin types, including those of young children. Its mild nature makes it ideal for school settings where maintaining a clean and healthy environment is paramount.</p> <p>Each bottle contains 500ml of handwash, and this pack includes six bottles, making it a cost-effective option for nurseries, schools, and other learning centres.</p> <ul> <li>Antibacterial properties for effective germ elimination</li> <li>Fragrance-free and pH-neutral for gentle care</li> <li>Suitable for all skin types, including young children</li> <li>Economical pack of 6 x 500ml bottles</li> </ul> | 14.99 | BOX | FVRATE20 | 1
Hygiene | B8R08267 | Classmates Antibacterial Handwash 2x5lt | <p>Ensure a clean and healthy environment for your learning institution with Classmates Antibacterial Soap. Perfect for schools and nurseries, this mild yet effective soap comes in a generous 5-litre container, offered in a convenient pack of two. Designed to be gentle on every skin type, its fragrance-free formula ensures a pleasant washing experience without any overpowering scents, ideal for busy educational environments.</p> <p>This antibacterial handwash is meticulously formulated with a pH-neutral balance, not only providing thorough cleansing but also delivering active moisturisation and protection for skin. Keep the hands of both educators and children revitalised and cared for with this reliable hygiene essential.</p> <ul> <li>Moisturises and protects all skin types, making it suitable for children in nurseries and students in schools.</li> <li>Antibacterial properties help maintain cleanliness in high-traffic areas.</li> <li>Fragrance-free formula ensures a mild, non-intrusive scent.</li> <li>pH-neutral, supporting the natural skin barrier.</li> <li>Supplied as a case containing 2 x 5-litre bottles, ensuring long-lasting supply for educational facilities.</li> </ul> | 17.39 | P 2 | FVRATE20 | 1
Hygiene | B8R08268 | Deb Azure Foam Wash 6 X 1l | <p>Experience the comfort and reliability of Deb Azure Foam Wash, a specially formulated mild and gentle hand wash ideal for educational environments. Lightly perfumed to provide a refreshing scent, this foam wash is proven to remove 99% of dirt and germs, ensuring optimal hygiene for both staff and pupils in schools and nurseries.</p> <ul> <li>Dermatologically tested and suitable for all skin types, including sensitive skin, making it perfect for frequent use by children and adults alike.</li> <li>Infused with moisturisers, this foam wash helps to maintain skin hydration, preventing dryness even with regular use throughout the school day.</li> <li>With its biodegradable formulation, the Deb Azure Foam Wash is EU Ecolabel certified, guaranteeing a reduced environmental impact from production to disposal, which aligns with your school's sustainability goals.</li> <li>The pleasant fragrance makes handwashing a more enjoyable experience for children, encouraging proper hygiene habits from an early age.</li> <li>Designed for general washroom use, it is compatible with the Deb Global Foam Dispenser, providing an efficient and convenient handwashing solution.</li> <li>Supplied in a case of 6 x 1 litre cartridges, ensuring your institution remains fully stocked and ready to promote health and cleanliness.</li> </ul> <p>This product is certified to have reduced environmental impact through its life cycle, from extraction of raw materials through to its production, use and disposal, supporting your commitment to an eco-friendly educational setting.</p> | 53.99 | PK | FVRATE20 | 1
Hygiene | B8R08269 | Softcare Fresh Handwashing Cream P6 | <ul> <li>General-purpose handwashing cream</li> <li>Cleanses skin thoroughly</li> <li>Fresh perfume</li> <li>For use with Soft Care 800ml cartridge soap dispenser</li> <li>Case of 6 x 800ml cartridges&nbsp;</li> </ul> | 65.99 | BOX | FVRATE20 | 1
Hygiene | B8R08270 | Softcare Foam Soap 6x 700ml | <ul> <li>Mild foaming soap</li> <li>Ideal for frequent handwashing</li> <li>Pleasant mild</li> <li>For use with 700ml Soft Care dispenser</li> <li>Case of 6 x 700ml&nbsp;</li> </ul> | 67.99 | BOX | FVRATE20 | 1
Hygiene | B8R08272 | Deb Rose Foam Wash 6 X 1l | <p>Mild and gentle foam hand wash, perfumed with the unique signature fragrance, Enchanted Rose.</p> <ul> <li>Proven to remove 99% of dirt and germ</li> <li>Dermatologically tested and designed for all ages.</li> <li>Suitable for sensitive skin and contains added moisturisers.</li> <li>Biodegradable formulation EU Ecolabel certified*.</li> <li>Suitable for general washroom use</li> <li>Case of 6 x 1 litre cartridges</li> </ul> <p>*This product is certified to have reduced environmental impact through its life cycle, from extraction of raw materials through to its production, use and disposal.</p> | 64.19 | PK | FVRATE20 | 1
Hygiene | B8R08273 | Deb Clear Foam Wash 6 X 1l | <p>Perfume-free and dye-free mild and gentle foam hand wash with added moisturisers.</p> <ul> <li>Proven to remove 99% of dirt and germs.</li> <li>Dermatologically tested, skin hypoallergenic and suitable for those with sensitive skin.</li> <li>Designed for all ages.</li> <li>Biodegradable formulation and EU Ecolabel certified*.</li> <li>Use with Deb 1 litre Foam Dispensers.</li> <li>Case of 6 x 1 litre cartridges.</li> </ul> <p>*This product is certified to have reduced environmental impact through its life cycle, from extraction of raw materials through to its production, use and disposal.</p> | 58.99 | PK | FVRATE20 | 1
Hygiene | B8R08275 | Foam Soap Cleaner Antibacterial P3 | <ul> <li>Foam soap</li> <li>Antibacterial</li> <li>Ideal for use in most areas</li> <li>Use with 800ml dispenser</li> <li>Pack of 3 x 800ml cartridges</li> </ul> | 26.79 | PK | FVRATE20 | 1
Hygiene | B8R08277 | Softcare Line Soap Dispenser | <ul> <li>800ml compact and robust ABS plastic dispenser</li> <li>For 800ml Soft Care Fresh and Soft Care Bac cartridge soaps</li> <li>Dispenses 800 shots per cartridge</li> <li>Hygienic push button operation&nbsp;</li> <li>New dispenser nozzle in every cartridge to prevent clogging</li> <li>W130 x D78 x H200mm</li> <li>Each</li> </ul> | 19.99 | EA | FVRATE20 | 1
Hygiene | B8R08278 | Softcare Antibac Foam Soap P6 | <ul> <li>Antibacterial Soft Care foam handwash</li> <li>Use with 700ml Soft Care dispenser</li> <li>Unperfumed</li> <li>Suitable for use in food handling areas</li> <li>Improved formula</li> <li>Case of 6 x 700ml&nbsp;</li> </ul> | 74.99 | PK | FVRATE20 | 1
Hygiene | B8R08281 | Spray Soap Unperfumed | <ul> <li>The Tork&reg; Spray Soap is an excellent choice for educational institutions, offering a long-lasting and mild formulation suited to high traffic washroom environments.</li> <li>Designed for convenience, it ensures easy maintenance with a quick and simple refill process, thanks to its collapsible bottle design, which also helps to reduce waste volume.</li> <li>This soap is compatible with the Tork&reg; S1 dispenser, making it versatile for different washroom setups within schools and learning centres.</li> <li>With approximately 3,000 dosages per 1-litre refill, it provides a cost-effective hygiene solution for busy educational settings.</li> <li>Unperfumed, this soap is ideal for those with sensitive skin or allergies, ensuring no unwanted distractions in learning environments.</li> <li>Supplied in a generous pack of 6, this product is perfect for bulk purchase, offering both efficiency and economy.</li> </ul> | 61.99 | P 6 | FVRATE20 | 1
Hygiene | B8R08284 | Mild Foam Soap | <ul> <li>Provides a quick lather which enables an effective and pleasant hand wash</li> <li>Dermatologically tested to be ideal for sensitive skin</li> <li>2,500 shots per refill</li> <li>Mild formula</li> <li>Perfumed&nbsp;</li> <li>1000ml</li> <li>Pack of 6</li> </ul> | 74.99 | P 6 | FVRATE20 | 1
Hygiene | B8R08285 | Swarfega Orange Hand Cleaner | <p>Advanced formulation, solvent-free heavy duty hand cleaner, containing non-abrasive scrubbers for a deep-down cleaning action and moisturiser to help care for the skin.</p> <ul> <li>Removes ingrained oil, grease and general grime.</li> <li>The pump encourages controlled dosages, one push is enough for a hand wash and prevents product from cross-contamination.</li> <li>Free of solvents</li> <li>Pleasant fresh orange fragrance</li> <li>Contains polygrains to remove soiling without damaging the skin</li> <li>Contains wheatgerm extracts to help moisturise the hands</li> <li>Case of 4 x 4 litres</li> </ul> | 69.59 | P 4 | FVRATE20 | 1
Hygiene | B8R08286 | Tork Reflex Wiping Paper Mini White P9 | <p>Tork&reg; Mini Reflex&reg; wiping paper plus.</p> <ul> <li>2-ply</li> <li>Mini size roll&nbsp;</li> <li>Roll length 67m</li> <li>Recycled&nbsp;</li> <li>Sheet size: Length 335 x 127mm diameter</li> <li>Case quantity 9</li> <li>White</li> </ul> <p>Did you know you can loan this dispenser? Findel offer a Dispenser Loan Scheme to schools and businesses at no extra cost. To find out more information, email dispenserloanscheme@findel.co.uk. Terms and Conditions apply.</p> | 52.99 | BOX | FVRATE20 | 1
Hygiene | B8R08287 | Tork Couch Roll 480mmx56m Blue | <p>Create a clean, professional, and hygienic space&mdash;whether you're running a clinic, wellness centre, or beauty salon&mdash;with the <strong data-start="526" data-end="564">Tork Perforated Couch Roll Blue C1</strong>. This strong and absorbent 2-ply roll offers reliable surface protection for treatment tables and examination couches, helping to maintain high hygiene standards while providing added comfort for clients or patients. The perforated design allows for quick, clean tear-off, promoting efficient use and reducing unnecessary waste. Compatible with Tork C1 dispensers, it&rsquo;s a smart solution for busy environments where hygiene and presentation matter.</p> <ul> <li>9 rolls, 165 sheets each, 2ply.&nbsp;</li> <li>Roll size: L 54.45cm. W 50cm.</li> <li>Sheet length: 33cm.&nbsp;</li> <li>Core inner diameter: 5.1cm</li> <li>Compatible with C1 dispensers.&nbsp;</li> </ul> <p>Did you know you can loan this dispenser? Findel offer a Dispenser Loan Scheme to schools and businesses at no extra cost including free measure up and installation. To find out more information, email martyn.craig@essity.com.Terms and Conditions apply.</p> | 66.99 | P 9 | FVRATE20 | 1
Hygiene | B8R08288 | Tork Hygiene Roll Blue P18 | <p>Keep your surfaces protected and your space hygienic with the <strong data-start="321" data-end="350">Tork Hygiene Roll Blue C1</strong>. Whether you're covering treatment tables, benches, or work surfaces, this versatile 2-ply roll offers a reliable barrier that&rsquo;s easy to use and dispose of. The perforated design allows for quick, controlled tear-off, helping you manage consumption while maintaining a clean and professional environment. Soft yet strong, it provides added comfort and durability for a wide range of everyday applications.</p> <ul> <li>18 rolls, 165 sheets each, 2 ply.&nbsp;</li> <li>Roll size: L 54.45cm. W 25cm.</li> <li>Sheet Length: 33cm</li> <li>Core inner diameter: 5.1cm</li> <li>Compatible with the C1 dispensers.&nbsp;</li> </ul> <p>Did you know you can loan this dispenser? Findel offer a Dispenser Loan Scheme to schools and businesses at no extra cost including free measure up and installation. To find out more information, email martyn.craig@essity.com.Terms and Conditions apply.</p> | 66.99 | P18 | FVRATE20 | 1
Hygiene | B8R08289 | Tork Reflex Wiping Paper Plus White P6 | <p>Tork&reg; Reflex&trade; wiping paper plus.</p> <ul> <li>2 ply&nbsp;</li> <li>Roll length 150m, width 194mm, diameter 190mm</li> <li>Recycled</li> <li>Case quantity 6</li> <li>White</li> </ul> | 53.99 | PK | FVRATE20 | 1
Hygiene | B8R08290 | Tork Couch Roll 480mmx56mwhite | <p>Create a clean, professional, and hygienic space&mdash;whether you're running a clinic, wellness center, or beauty salon&mdash;with the <strong data-start="526" data-end="564">Tork Perforated Couch Roll White C1</strong>. This strong and absorbent 2-ply roll offers reliable surface protection for treatment tables and examination couches, helping to maintain high hygiene standards while providing added comfort for clients or patients. The perforated design allows for quick, clean tear-off, promoting efficient use and reducing unnecessary waste. Compatible with Tork C1 dispensers, it&rsquo;s a smart solution for busy environments where hygiene and presentation matter.</p> <ul> <li>9 rolls, 165 sheets each, 2ply.&nbsp;</li> <li>Roll size: L 54.45cm. W 50cm.</li> <li>Sheet length: 33cm.&nbsp;</li> <li>Core inner diameter: 5.1cm</li> <li>Compatible with C1 dispensers.&nbsp;</li> </ul> <p>Did you know you can loan this dispenser? Findel offer a Dispenser Loan Scheme to schools and businesses at no extra cost including free measure up and installation. To find out more information, email martyn.craig@essity.com.Terms and Conditions apply.</p> | 66.99 | P 9 | FVRATE20 | 1
Hygiene | B8R08291 | Tork High Capacity Roll 2ply Blue | <p>Maximise efficiency and keep your workspace spotless by using just one type of industrial paper roll for general wiping tasks. These multipurpose 2-ply paper towels have the strength and absorbency to handle both hand and surface wiping. They're durable enough to clean up liquid spills, remaining strong even when wet. Plus, they can be used repeatedly, cutting both waste and costs. The high-capacity roll lasts longer between refills, saving staff time, too.&nbsp;</p> <ul> <li>Compatible with Tork W1 dispensers.</li> <li>2 rolls, 1000 sheets each, 2 ply.&nbsp;</li> <li>Roll size: L 340m. W 36.9cm.&nbsp;</li> <li>Sheet Length: 34cm. Core inner diameter: 7.1cm</li> </ul> <p>Did you know you can loan this dispenser? Findel offer a Dispenser Loan Scheme to schools and businesses at no extra cost including free measure up and installation. To find out more information, email martyn.craig@essity.com.Terms and Conditions apply.</p> | 86.19 | EA | FVRATE20 | 1
Hygiene | B8R08292 | Tork Reflex Single Sheet Mini Dispenser | <p>Whether you're managing a busy kitchen, office, or industrial space, the Tork Reflex&trade; Mini Centrefeed Dispenser is the perfect blend of durability, hygiene, and sustainability.</p> <p>Busy work areas need durable products &ndash; our Tork Reflex&trade; Centrefeed Dispenser is robust enough for heavy daily use and provides a solution for both hand and surface wiping. Its compact design features a rotating nozzle that suits professional spaces of all sizes. Waste is reduced, thanks to single-sheet dispensing which controls consumption by up to 37% compared with the Tork&reg; Centrefeed system. Our run out indicator further improves efficiency, so you can plan refills in advance. Carbon neutral - produced with certified renewable electricity and compensated with climate projects.</p> <ul> <li>Dimensions: W 18cm. H 32.1cm. D 191.1cm.</li> <li>Suitable for M3 refills from Tork.&nbsp;</li> </ul> <p>Did you know you can loan this dispenser? Findel offer a Dispenser Loan Scheme to schools and businesses at no extra cost including free measure up and installation. To find out more information, email martyn.craig@essity.com.Terms and Conditions apply.</p> | 49.99 | EA | FVRATE20 | 1
Hygiene | B8R08294 | Z Fold Blue 1ply Hand Towels | <p>Classmates Z Fold Blue Hand Towels are a must-have for any busy school environment, combining practicality and premium quality in one neat package. These reliable 1-ply towels may be light, but they&rsquo;re tough enough to handle the day&rsquo;s messes, while still being gentle on the skin.</p> <p>Perfect for quick and easy hand drying, their convenient Z-fold design ensures that each towel is ready to grab and go. With a towel size of L230 x W110mm, you&rsquo;ll have plenty of surface area to dry hands efficiently, helping to maintain cleanliness throughout the day.</p> <p>With a bulk supply of 3,000 towels per case, spread across 12 sleeves, you can count on these towels to keep up with the demands of a busy school or any bustling space. Restocking is one less thing to worry about, so you can focus on what really matters.</p> <p>This product is compatible with the Classmates Hand Towel Dispenser.</p> <ul> <li>Bulk value pack of 3,000</li> <li>Strong and absorbent 1-ply design</li> <li>Convenient Z-fold for easy dispensing</li> <li>Classic blue colour</li> <li>Ideal for schools and workplaces</li> </ul> | 29.99 | P12 | FVRATE20 | 1
Hygiene | B8R08295 | Tork Extra Soft Facial Tissues P24 | <p>Enhance your facility's hygiene standards with Tork Extra Soft Facial Tissues, expertly crafted for ultimate comfort and performance. These ultra-gentle tissues are encased in a stylish cube box, making them a perfect addition to any setting where care and attention to detail are paramount, including classrooms, staff rooms, and training facilities.</p> <p>Designed with a luxurious feel, the tissues are ideal for daily use, conveying a sense of premium quality to all users. They showcase a commitment to meeting the delicate needs of both children and adults alike, ensuring they are suitable for educational environments where comfort and cleanliness are essential.</p> <ul> <li>2 ply for superior softness and durability</li> <li>Sheet size: Width 200mm, Length: Folded 104mm, Unfolded 209mm</li> <li>Each pack contains 150 tissues, with a case quantity of 24 packs, ensuring a long-lasting supply.</li> </ul> <p>Did you know you can loan this dispenser? Findel offer a Dispenser Loan Scheme to schools and businesses at no extra cost. To find out more information, email martyn.craig@essity.com. Terms and Conditions apply.</p> | 28.99 | P24 | FVRATE20 | 1
Hygiene | B8R08296 | Tork Soft Single Fold Hand Towel White | <p>Tork singlefold hand towels offer an effective solution for maintaining hygiene in schools and educational facilities. Made with high-quality 2-ply recycled paper, these white hand towels are soft, absorbent, and durable, ensuring efficient drying while being environmentally responsible.</p> <ul> <li>Approved for food contact, these towels are versatile for various educational settings, from dining halls to science labs.</li> <li>Designed with Tork&reg; Easy Handling&trade; packaging, making transportation and storage easy for educational staff.</li> <li>The recycled material emphasises sustainability, aligning with the eco-friendly values held by educational institutions.</li> <li>Each towel measures 230 x 250 mm, offering generous coverage for effective hand drying.</li> <li>With 250 towels per sleeve and a total of 15 sleeves per case, these towels are ideal for high-usage areas.</li> <li>Compatible with the Tork Singlefold Dispenser, ensuring smooth and efficient dispensing every time.</li> <li>The classic white colour ensures they will seamlessly fit into any school&rsquo;s hygiene facilities.</li> </ul> <p>Did you know you can loan this dispenser? Findel offer a Dispenser Loan Scheme to schools and businesses at no extra cost including free measure up and installation. To find out more information, email martyn.craig@essity.com.Terms and Conditions apply.</p> | 38.99 | EA | FVRATE20 | 1
Hygiene | B8R08297 | Torkxpress Multifold Hand Towel 2ply P21 | <p>Improve your guest experience in healthcare, manufacturing, industrial or educational settings while encouraging lower consumption with our soft Tork Xpress&reg; Multifold Hand Towels. The large paper towels are ultra-absorbent and tear- resistant so guests use fewer sheets. Plus, one-at-a-time dispensing from a compatible hand towel dispenser reduces waste and boosts hygiene. Promote sustainability with these EU Ecolabel and FSC-certified paper hand towels.&nbsp;</p> <ul> <li>21 packs, 136 paper hand towels each, 2ply.&nbsp;</li> <li>Folded size: L 8.5cm. W 21.2cm.&nbsp;</li> <li>Unfolded size: L 34cm. W 21.2cm.&nbsp;</li> <li>Compatible with H2 dispensers.&nbsp;</li> </ul> <p>Did you know you can loan this dispenser? Findel offer a Dispenser Loan Scheme to schools and businesses at no extra cost including free measure up and installation. To find out more information, email martyn.craig@essity.com.Terms and Conditions apply.</p> | 76.69 | PK | FVRATE20 | 1
Hygiene | B8R08298 | Torkxpress Multifold Hand Towel 2ply P20 | <p>The Tork&reg; Xpress&trade; Multifold Hand Towel is designed to provide a soft touch while ensuring efficient absorption, ideal for medium-traffic areas in educational settings. These hand towels are engineered to dispense one sheet at a time, promoting better hygiene and reducing waste, making them perfect for busy school environments.</p> <ul> <li>Single sheet dispensing supports excellent hygiene and minimizes consumption.</li> <li>Optimal when used with the Tork&reg; Xpress&trade; Multifold Hand Towel Dispenser.</li> <li>Comprises 2-ply recycled material for added environmental responsibility.</li> <li>Dimensions: 240mm in length and 213mm in width.</li> <li>Each sleeve contains 180 towels, ensuring availability for ongoing use.</li> <li>Comes in a pack containing 20 sleeves, perfect for institutional needs.</li> <li>Striking white colour to complement any restroom d&eacute;cor.</li> </ul> <p>Did you know you can loan this dispenser? Findel offer a Dispenser Loan Scheme to schools and businesses at no extra cost. To find out more information, email martyn.craig@essity.com. Terms and Conditions apply.</p> | 63.99 | PK | FVRATE20 | 1
Hygiene | B8R08299 | Tork Matic Hand Towel 2 Ply Blue P6 | <p>Use our hygienic and reliable blue paper towel roll in food preparation areas. These hand towels are easily visible, thanks to their blue colour, making them ideal for use in the food industry where traceability is essential. They're also safe for short-term contact with food and come complete with a Food Safety Label. These paper hand towels will even leave staff and guests with a great impression as they feature an attractive Tork leaf design and embossed edges.&nbsp;</p> <ul> <li>6 rolls, 2ply.&nbsp;</li> <li>Roll size: L 150m. W 21cm.&nbsp;</li> <li>Core inner diameter: 3.8cm.&nbsp;</li> <li>Compatible with H1 dispensers.&nbsp;</li> </ul> <p>Did you know you can loan this dispenser? Findel offer a Dispenser Loan Scheme to schools and businesses at no extra cost including free measure up and installation. To find out more information, email martyn.craig@essity.com.Terms and Conditions apply.</p> | 68.99 | P 6 | FVRATE20 | 1
Hygiene | B8R08300 | Tork Clinical Tissues P36 | <p>Tork Soft Clinical Facial Tissues combine softness, strength, and hygiene to offer your guests an extra level of comfort, wherever they need it.</p> <p>Maintaining your guests' wellbeing calls for soft facial tissues that are kind to skin. These gentle tissues give users a comfortable experience, thanks to their 2-ply Advanced quality, which provides both strength and absorbency. Plus, they create a hygienic impression for guests with their high brightness. These tissues can be easily moved and placed wherever needed, as they are supplied in a conveniently small tissue box that also protects them from dirt and dust.</p> <ul> <li>36 boxes, 100 tissues each. 2 ply.&nbsp;</li> <li>Folded size: L 10.4cm. W 10.7cm.&nbsp;</li> <li>Unfolded size: L 20.9cm. W 10.7cm</li> </ul> <p>Did you know you can loan this dispenser? Findel offer a Dispenser Loan Scheme to schools and businesses at no extra cost including free measure up and installation. To find out more information, email martyn.craig@essity.com.Terms and Conditions apply.</p> | 36.99 | BOX | FVRATE20 | 1
Hygiene | B8R08301 | Tork Single Hand Towel Dispenser | <p>Keep your washrooms clean, efficient, and inviting with the <strong data-start="1318" data-end="1350">Tork H3 Singlefold Dispenser</strong>&mdash;a smart choice for hygiene, style, and cost control.</p> <p>Ensure hand-drying efficiency and a sleek look in low to medium-traffic washrooms with this hand towel dispenser. The modern, high-gloss Elevation design is sure to impress your guests. Plus, one-at-a-time dispensing encourages them to use fewer paper towels as they only touch what they use, which also improves hygiene. Staff will save time on installation, thanks to pre-drilled holes for easy mounting, and will value the handy see-through windows when refilling the towel dispenser.</p> <ul> <li>Dimensions: W 13.6cm. H 43.9cm. D 33.3cm.&nbsp;</li> <li>Suitable for H3 refills from Tork.&nbsp;</li> </ul> <p>Did you know you can loan this dispenser? Findel offer a Dispenser Loan Scheme to schools and businesses at no extra cost including free measure up and installation. To find out more information, email martyn.craig@essity.com.Terms and Conditions apply.</p> | 69.89 | EA | FVRATE20 | 1
Hygiene | B8R08302 | Tork Matic Hand Towel 2 Ply White P6 | <p>Leave guests with a lasting impression, thanks to the elegant embossed look and soft feel of our Tork Matic&reg; Paper Hand Towels. These Advanced quality hand towels are tear-resistant and highly absorbent for efficient hand drying. Plus, when used with our Tork Matic&reg; hand towel dispenser, which offers single-sheet dispensing, they improve hygiene and cut waste. The dispensers also save time for your staff as they are easy to refill and low maintenance.&nbsp;</p> <ul> <li>6 rolls, 2ply.&nbsp;</li> <li>Roll size: L 150m. W 21cm.&nbsp;</li> <li>Core inner diameter: 3.8cm.&nbsp;</li> <li>Compatible with H1 dispensers.&nbsp;</li> </ul> <p>Did you know you can loan this dispenser? Findel offer a Dispenser Loan Scheme to schools and businesses at no extra cost including free measure up and installation. To find out more information, email martyn.craig@essity.com.Terms and Conditions apply.</p> | 88.99 | P 6 | FVRATE20 | 1
Hygiene | B8R08303 | Tork Matic Hand Towel 1 Ply White P6 | <p>Stay on budget while providing an efficient hand-drying experience with our Tork Matic&reg; Extra Long Paper Hand Towels. The extra long roll lasts longer, meaning fewer refills are required which save maintenance time. This roll is designed to balance cost and performance. Reduce waste and boost hygiene in the likes of busy schools and manufacturing washrooms by placing these paper hand towels in a Tork dispenser that offers one-at-a-time dispensing.&nbsp;</p> <ul> <li>6 rolls, 1ply.&nbsp;</li> <li>Roll size: L 280m. W 21cm.&nbsp;</li> <li>Core inner diameter: 3.8cm.&nbsp;</li> <li>Compatible with H1 dispensers.</li> </ul> <p>Did you know you can loan this dispenser? Findel offer a Dispenser Loan Scheme to schools and businesses at no extra cost including free measure up and installation. To find out more information, email martyn.craig@essity.com.Terms and Conditions apply.</p> | 98.99 | P 6 | FVRATE20 | 1
Hygiene | B8R08304 | Tork Xpress M-fold Hand Towel 2-ply | <p>The <strong data-start="1299" data-end="1338">Tork Economical H2 Multifold Towels</strong> offer the perfect balance between price, performance, and sustainability&mdash;helping you meet hygiene needs while keeping costs and waste under control.</p> <p>Provide efficient hand drying in low to medium-traffic washrooms while staying within budget with our universal quality paper hand towels. The hand towels are made in an economical smaller size and, when used with a Tork Xpress&reg; dispenser, one-at-a-time dispensing reduces consumption and waste, further cutting costs. Our paper towels are sustainable as they're made from 100% recycled fibres and hold FSC and EU Ecolabel certifications. They're also suitable for short-term contact with food.</p> <ul> <li>20 packs, 237 paper hand towels each. 2 ply.&nbsp;</li> <li>Folded size: L 7.8cm. W 21.3cm.&nbsp;</li> <li>Unfolded size: L23.4cm. W 21.3cm.&nbsp;</li> <li>Compatible with H2 dispensers.&nbsp;</li> </ul> <p>Did you know you can loan this dispenser? Findel offer a Dispenser Loan Scheme to schools and businesses at no extra cost including free measure up and installation. To find out more information, email martyn.craig@essity.com.Terms and Conditions apply.</p> | 56.99 | P20 | FVRATE20 | 1
Hygiene | B8R08305 | Maxima C-fold Hand Towel Green 1ply | <p>Keep hands dry and do your part for the planet with Classmates C/Fold Hand Towels &ndash; the eco-friendly choice that doesn&rsquo;t compromise on quality. Made from 100% recycled paper, these towels are as kind to the environment as they are tough on moisture, making them a smart pick for schools and other high-traffic areas.</p> <p>Each towel offers a generous size and a comfortable, reliable drying experience. The C-fold design ensures they&rsquo;re easy to grab and use, helping to minimize waste while keeping your facilities running smoothly. Whether it's in the classroom or the staff room, these hand towels are built to handle the demands of a busy day.</p> <p>With 192 towels per sleeve and 15 sleeves in each pack, you&rsquo;ll have a total of 2,880 towels ready to go &ndash; ensuring you&rsquo;re always prepared. Pair them with the Classmates Hand Towel Dispenser for an efficient, hassle-free experience.</p> <ul> <li>C-fold hand towels made from 100% recycled paper</li> <li>Soft, absorbent, and perfect for everyday use</li> <li>Bulk pack of 2,880 towels ensures a steady supply</li> <li>Designed for use with Classmates Hand Towel Dispenser</li> <li>Generous towel size: L217 x W250mm</li> </ul> | 25.99 | BOX | FVRATE20 | 1
Hygiene | B8R08306 | Biht Blue Interfold Hand Towel 1ply | <ul> <li>These V Fold hand towels are soft and extremely absorbent.</li> <li>Interleaved so less wastage and offer great value for money.</li> <li>Can be used with the Classmates Hand Towel Dispenser</li> <li>1 ply</li> <li>Towel Size L242 x W222mm</li> <li>3600 sheet total pack size&nbsp;</li> <li>Case quantity 12 sleeves</li> <li>Blue (Colour may vary depending on availability)</li> </ul> | 28.49 | BOX | FVRATE20 | 1
Hygiene | B8R08308 | Tork Green Singlefold Hand Towel | <p>Tork Singlefold Hand Towels that provides value for money in busy areas.</p> <ul> <li>One at a time dispensing helps reduce consumption</li> <li>Suitable for short-term food contact</li> <li>1 ply</li> <li>Recycled</li> <li>Use with Tork Singlefold Hand Towel Dispenser</li> <li>Each towel is L230 x W225mm</li> <li>200 towels per sleeve</li> <li>Case quantity 20 sleeves</li> <li>Green</li> </ul> <p>Did you know you can loan this dispenser? Findel offer a Dispenser Loan Scheme to schools and businesses at no extra cost. To find out more information, email dispenserloanscheme@findel.co.uk. Terms and Conditions apply.</p> | 44.99 | BOX | FVRATE20 | 1
Hygiene | B8R08310 | Torkxpress Multifold Handtowel Dispenser | <p>The <strong data-start="1247" data-end="1276">Tork Xpress&reg; H2 Dispenser</strong> is the ideal balance of elegance and efficiency&mdash;cutting waste, improving hygiene, and elevating the look of any washroom.</p> <p>Impress guests in low to medium-traffic washrooms with the premium look of the Tork Xpress&reg; Multifold Hand Towel Dispenser. Plus, reduce waste and boost your environmental credentials with one-at-a-time dispensing, which cuts consumption of paper towels and improves hygiene. Your staff will also appreciate making fewer refill runs &ndash; this towel dispenser has a high capacity that can fit up to 2.5 bundles, meaning more people are served in one go.</p> <ul> <li>Dimensions: W 10.2cm. H 44.4cm. D 30.2cm</li> <li>Suitable for H2 refills from Tork.&nbsp;</li> </ul> <p>Did you know you can loan this dispenser? Findel offer a Dispenser Loan Scheme to schools and businesses at no extra cost including free measure up and installation. To find out more information, email martyn.craig@essity.com.Terms and Conditions apply.</p> | 59.89 | EA | FVRATE20 | 1
Hygiene | B8R08311 | Tork Xpress Soft Mfld Hand Twl 2-ply P21 | <p>The <strong data-start="1348" data-end="1392">Tork Xpress&reg; Large Multifold Hand Towels</strong> strike the perfect balance between guest comfort, hygiene control, and environmental responsibility&mdash;making them a smart choice for professional and public washrooms alike.</p> <p>Improve your guest experience in healthcare, manufacturing, industrial or educational settings while encouraging lower consumption with our soft Tork Xpress&reg; Multifold Hand Towels. The large paper towels are ultra-absorbent and tear-resistant so guests use fewer sheets. Plus, one-at-a-time dispensing from a compatible hand towel dispenser reduces waste and boosts hygiene. Promote sustainability with these EU Ecolabel and FSC-certified paper hand towels.</p> <ul> <li>21 packs, 136 paper hand towels each. 2 ply.&nbsp;</li> <li>Folded size: L 8.5cm. W 21.2cm.&nbsp;</li> <li>Unfolded size: L 34cm. W 21.2cm.&nbsp;</li> <li>Compatible with H2 dispensers.&nbsp;</li> </ul> <p>Did you know you can loan this dispenser? Findel offer a Dispenser Loan Scheme to schools and businesses at no extra cost including free measure up and installation. To find out more information, email martyn.craig@essity.com.Terms and Conditions apply.</p> | 63.99 | PK | FVRATE20 | 1
Hygiene | B8R08313 | Tork Conv Toilet Roll 2ply 320 Sheet | <p>Introducing the Tork Conventional Toilet Roll, a reliable choice for maintaining essential hygiene in low-traffic washrooms. This economical two-ply toilet tissue provides both comfort and performance, ensuring a pleasant experience for users.</p> <ul> <li>Two-ply construction for improved softness and durability.</li> <li>Each roll contains 320 sheets, ideal for schools and learning environments.</li> <li>Produced from recycled materials, promoting sustainability in educational institutions.</li> <li>Sheet dimensions: 110mm in length and 93mm in width, with a total roll length of 35.2 metres.</li> <li>Supplied in a cost-effective bulk case of 36 rolls (9 packs of 4 rolls each), designed to meet institutional needs.</li> <li>Classic white finish, suitable for any washroom decor.</li> </ul> <p>Did you know you can loan this dispenser? Findel offer a Dispenser Loan Scheme to schools and businesses at no extra cost including free measure up and installation. To find out more information, email martyn.craig@essity.com.Terms and Conditions apply.</p> | 18.99 | EA | FVRATE20 | 1
Hygiene | B8R08314 | Lotus T Tissue Rollj 97025xcs | <p>The Tork Conventional Toilet Paper Roll is the affordable solution for creating a clean, welcoming environment without sacrificing quality or performance.</p> <p>Balance design, function and affordability in low-traffic washrooms with our Tork Conventional Toilet Paper Roll. Designed to impress, the attractive pattern and great performance of this bulk toilet paper gives guests a high-quality experience and a feeling of home comfort. Use with our Tork T4 toilet roll dispensers &ndash; their closed design protects rolls from the likes of dirt to boost overall washroom hygiene. Plus, they can hold two conventional rolls, cutting maintenance time.</p> <ul> <li>9 packs, 4 rolls each.&nbsp;</li> <li>200 sheet each, 2 ply.&nbsp;</li> <li>Roll size: L 23m. W 9.3cm.&nbsp;</li> <li>Sheet length: 11.5cm</li> <li>Core inner diameter: 5.1cm</li> <li>Compatible with T4 dispensers.&nbsp;</li> </ul> <p>Did you know you can loan this dispenser? Findel offer a Dispenser Loan Scheme to schools and businesses at no extra cost including free measure up and installation. To find out more information, email martyn.craig@essity.com.Terms and Conditions apply.</p> | 20.99 | BOX | FVRATE20 | 1
Hygiene | B8R08315 | Tork Smartone Toilet Roll 2ply White P6 | <p>Enhance the hygiene and efficiency of your school's washrooms with the Tork SmartOne&reg; Toilet Roll System. Uniquely designed to dispense one hygienic sheet at a time, this system significantly reduces consumption by up to 40% compared to standard jumbo roll dispensers, allowing for more use per roll. Ideal for high-traffic washrooms, Tork SmartOne&reg; ensures your facilities remain stocked longer, promoting cleanliness and sustainability.</p> <ul> <li>Compatible with the standard SmartOne&reg; toilet roll dispenser.</li> <li>Facilitates hygienic and economical dispensing, one sheet at a time.</li> <li>Made from recycled materials, supporting environmental sustainability.</li> <li>Features 2-ply construction for softness and durability.</li> <li>Total roll length is 207 metres, offering extensive usage before needing replacement.</li> <li>Includes 1150 sheets per roll, optimising restroom supply.</li> <li>Each sheet measures 180mm in length and 130mm in width.</li> <li>Crisp, white sheets complement any washroom decor.</li> </ul> <p>Did you know you can loan this dispenser? Findel offer a Dispenser Loan Scheme to schools and businesses at no extra cost including free measure up and installation. To find out more information, email martyn.craig@essity.com. Terms and Conditions apply.</p> | 27.99 | P 6 | FVRATE20 | 1
Hygiene | B8R08317 | Tork Folded Toilet Tissue 2 Ply | <p>The Tork Folded Toilet Paper White T3 offers a blend of hygiene, efficiency, and environmental responsibility&mdash;an excellent choice for managing your washroom needs while keeping costs under control.</p> <p>Healthcare and Horeca environments need commercial toilet paper that balances cost and performance. Our Advanced quality, 2-ply toilet tissue is ideal for low to medium-traffic washrooms in these spaces. Its strength and good absorption results in improved performance. And when used with a Tork T3 toilet paper dispenser, guests are offered one sheet at a time, helping to control consumption and reduce waste. As less paper is used, maintenance costs are reduced and staff can spend less time refilling</p> <ul> <li>36 packs, 252 towels each, 2 ply.&nbsp;</li> <li>Unfolded size: L 19cm. W 11cm.</li> <li>Compatible with T3 dispensers.&nbsp;</li> </ul> <p>Did you know you can loan this dispenser? Findel offer a Dispenser Loan Scheme to schools and businesses at no extra cost including free measure up and installation. To find out more information, email martyn.craig@essity.com.Terms and Conditions apply.</p> | 28.99 | BOX | FVRATE20 | 1
Hygiene | B8R08319 | Tork Smartone Mini Toilet Roll 2ply Whte | <p>Designed for schools, nurseries, and learning institutions, the Tork SmartOne Mini Toilet Roll System offers a hygienic solution that dispenses one sheet at a time. This unique feature not only ensures enhanced hygiene but also reduces paper consumption by up to 40% compared to standard jumbo roll dispensers, allowing for more usage per roll and fewer roll changes.</p> <p>Perfect for washrooms experiencing varying levels of traffic, from low to high, these high-capacity rolls effectively meet the demands of busy educational environments.</p> <ul> <li>Compatible with Tork SmartOne&reg; Mini and Twin Mini Toilet Roll Dispensers</li> <li>2-ply construction provides excellent absorption and strength</li> <li>Each roll contains 620 sheets</li> <li>Sheet size measures 180mm x 134mm</li> <li>Roll length extends to 111.6 metres</li> <li>Supplied as a pack of 12 rolls, perfect for stocking up</li> <li>Classic white hue complements any washroom decor</li> </ul> <p>Did you know you can loan this dispenser? Findel offer a Dispenser Loan Scheme to schools and businesses at no extra cost including free measure up and installation. To find out more information, email martyn.craig@essity.com.Terms and Conditions apply.</p> | 42.99 | P12 | FVRATE20 | 1
Hygiene | B8R08320 | Tork Jumbo Toilet Roll 2ply Case 6 | <p>Make a great first impression in busy washrooms with the help of the Tork Jumbo system. These high-capacity jumbo toilet rolls provide much more paper than conventional rolls, keeping high-traffic areas looking neat and reducing refill runs for staff. Plus, this 2-ply bulk toilet paper is the perfect way to reduce costs without compromising on performance. Complete with sustainable certifications, it'll help support your environment commitments, too.&nbsp;</p> <ul> <li>6 rolls. 2ply.&nbsp;</li> <li>Roll size: L 360m. W 9cm.</li> <li>Sheet Length: 20cm</li> <li>Core inner diameter: 5.9cm</li> <li>Compatible with T1 dispensers.&nbsp;</li> </ul> <p>Did you know you can loan this dispenser? Findel offer a Dispenser Loan Scheme to schools and businesses at no extra cost including free measure up and installation. To find out more information, email martyn.craig@essity.com.Terms and Conditions apply.</p> | 39.99 | PK | FVRATE20 | 1
Hygiene | B8R08321 | Tork Mini Jumbo Toilet Roll 2ply Case 12 | <p>Enhance your school's hygiene facilities with the Tork Mini Jumbo Toilet Roll, designed to deliver both cost-efficiency and optimal performance. This 2-ply toilet roll is part of the Tork Mini Jumbo system, renowned for its substantial capacity, offering significantly more paper compared to standard rolls, making it ideal for medium to high-traffic areas in educational environments.</p> <ul> <li><strong>Efficient Design:</strong>&nbsp;Embossed for added bulk and a softer feel, ensuring a pleasant user experience.</li> <li><strong>Stylish Finish:</strong>&nbsp;Features a tasteful grey leaf design to complement and enhance the appearance of any washroom setting.</li> <li><strong>Eco-Friendly:</strong>&nbsp;Manufactured using recycled materials, supporting your institution's sustainability efforts.</li> <li><strong>High Capacity:</strong>&nbsp;Each roll contains 850 sheets, with a generous roll length of 170 metres, minimizing the need for frequent replacements.</li> <li><strong>Compact Size:</strong>&nbsp;Designed with a 2&frac14; inch core, fitting perfectly into compact dispensers, saving on space and reducing clutter.</li> <li><strong>Value Pack:</strong>&nbsp;Supplied in a case of 12 rolls, offering extensive coverage for extended periods.</li> </ul> <p>Did you know you can loan this dispenser? Findel offer a Dispenser Loan Scheme to schools and businesses at no extra cost. To find out more information, email martyn.craig@essity.com. Terms and Conditions apply.</p> | 29.99 | EA | FVRATE20 | 1
Hygiene | B8R08323 | Tork Jumbo 1-ply Toilet Roll | <p>High-capacity, low-maintenance toilet paper designed to keep high-traffic washrooms running smoothly.</p> <p>Maximising washroom efficiency is easy with the Tork Jumbo system. Our affordable jumbo toilet roll is ideal for meeting the basic needs of high-traffic spaces. It offers more paper than standard rolls, reducing the risk of run-outs and saving staff time as they'll need to make fewer refill trips. Use with our Tork T1 toilet roll dispensers, which are closed to keep the roll protected and improve hygiene. Our bulk toilet paper refills are even certified as sustainable, so you can help the environment too.</p> <ul> <li>Use with Tork Jumbo Toilet Roll Dispenser</li> <li>Balances cost and performance and is ideal for high-traffic locations</li> <li>Recycled&nbsp;</li> <li>Micro embossed for extra bulk and visual appeal</li> <li>1-Ply</li> <li>Roll length 500m</li> <li>Sheet Size L200 x W94mm</li> <li>2500 sheets per roll</li> <li>Pack of 6 rolls</li> <li>White</li> </ul> <p>Did you know you can loan this dispenser? Findel offer a Dispenser Loan Scheme to schools and businesses at no extra cost including free measure up and installation. To find out more information, email martyn.craig@essity.com.Terms and Conditions apply.</p> | 31.99 | P 6 | FVRATE20 | 1
Hygiene | B8R08325 | Tork Mini Jumbo Dispenser | <p>Save time and money with the Tork Mini Jumbo Toilet Roll Dispenser. Ideal for medium- to high-traffic washrooms, its high capacity means less refilling for less maintenance time. An optimal roll brake stops free-spinning rolls to reduce consumption levels, while the stub-roll holder allows full rolls to be used fully to minimise waste. This modern dispenser features a closed design, keeping toilet rolls protected, washrooms hygienic and guests impressed.</p> <ul> <li>Dimensions: W 13.2cm. H 27.5cm. D 34.5cm</li> <li>Suitable for T2 refills from Tork.&nbsp;</li> </ul> <p>Did you know you can loan this dispenser? Findel offer a Dispenser Loan Scheme to schools and businesses at no extra cost including free measure up and installation. To find out more information, email martyn.craig@essity.com.Terms and Conditions apply.</p> | 59.89 | EA | FVRATE20 | 1
Hygiene | B8R08326 | Bulk Pack Toilet Tissue Dispenser | <p>Upgrade any bathroom with the Classmates Bulk Pack Toilet Tissue Dispenser &ndash; a premium solution for practical and hygienic paper dispensing.</p> <p>Specifically designed for Classmates bulk pack folded toilet tissue, this dispenser ensures a seamless and tidy paper distribution. The viewing window feature allows you to easily monitor paper levels, ensuring that you're never caught off guard.</p> <p>Crafted from tough ABS plastic, the dispenser guarantees durability without compromising on style.In classic white, the Classmates Bulk Pack Toilet Tissue Dispenser is both functional and aesthetically pleasing.</p> <ul> <li>Dispenser for Classmates bulk pack folded toilet tissue</li> <li>Viewing window enables paper level to be monitored</li> <li>Made from tough ABS plastic</li> <li>H292 x W160 x D149mm</li> <li>White</li> </ul> | 24.49 | EA | FVRATE20 | 1
Hygiene | B8R08327 | Tork Multifold Toilet Tissue Dispenser | <p>The <strong data-start="1289" data-end="1310">Tork T3 Dispenser</strong> delivers reliable hygiene, lower maintenance, and a polished look&mdash;helping you save time and reduce waste without sacrificing guest satisfaction.</p> <p>Ideal for low to medium-traffic washrooms that require regular refilling, our Tork Folded Toilet Paper Dispenser comes with an easy-refill function that can be topped up before empty to keep guests happy. Its modern Elevation Design is also guaranteed to leave a positive impression. Hygiene is improved, thanks to the sheet-by-sheet dispensing system that means guests touch only the toilet paper that they take. And with no stub rolls to dispose of, waste is reduced and costs are cut.</p> <ul> <li>Dimensions: W 12.8cm. H 27.1cm. D 15.9cm.&nbsp;</li> <li>Suitable for T3 refills from Tork.&nbsp;</li> </ul> <p>Did you know you can loan this dispenser? Findel offer a Dispenser Loan Scheme to schools and businesses at no extra cost including free measure up and installation. To find out more information, email martyn.craig@essity.com.Terms and Conditions apply.</p> | 25.99 | EA | FVRATE20 | 1
Hygiene | B8R08329 | Tork Twin Coreless Roll Dispenser White | <p>Efficient, compact, and low-waste &ndash; a smart solution for high-traffic washrooms.</p> <p>Tork OptiServe&reg; Coreless is a high-capacity coreless toilet paper system for facilities where efficiency, sustainability and providing a great experience are key. High capacity, reduced storage space, and a certified easy to use design make it a better alternative to conventional toilet paper and jumbo rolls. This 2-roll toilet paper dispenser is part of a wide range to meet different washroom needs, so the same compact toilet roll refills can be used across the facility. Compared to conventional toilet paper, Tork OptiServe&reg; coreless rolls hold 3x more paper, with no core and no wrap for less waste.</p> <ul> <li>Dimensions: W 13cm. H 20.7cm. D 36cm.&nbsp;</li> <li>Suitable for T7 refills from Tork.</li> </ul> <p>Did you know you can loan this dispenser? Findel offer a Dispenser Loan Scheme to schools and businesses at no extra cost including free measure up and installation. To find out more information, email martyn.craig@essity.com.Terms and Conditions apply.</p> | 79.89 | EA | FVRATE20 | 1
Hygiene | B8R08330 | Tork Smartone Mini Single Dispenser | <p>Impress guests with the Tork SmartOne&reg; Mini Toilet Roll Dispenser. It's Elevation Design is both functional and modern - ideal for the demands of low to medium-traffic washrooms. Single-sheet dispensing reduces consumption by up to 40% compared to traditional jumbo toilet roll dispensers. Maintenance time is reduced, too, as it holds enough paper to last longer between refills. This robust design comes complete with a lock to protect rolls from disappearing. Carbon neutral - produced with certified renewable electricity and compensated with climate projects.</p> <ul> <li>Dimensions: W 15.7cm. H 21.9cm. D 21.9cm.&nbsp;</li> <li>Suitable for T9 refills from Tork.&nbsp;</li> </ul> <p>Did you know you can loan this dispenser? Findel offer a Dispenser Loan Scheme to schools and businesses at no extra cost including free measure up and installation. To find out more information, email martyn.craig@essity.com.Terms and Conditions apply.</p> | 79.89 | EA | FVRATE20 | 1
Hygiene | B8R08331 | Tork Smartone Dispenser | <p>When it comes to maintenance, high-traffic washrooms can be costly and time-consuming. Our Tork SmartOne&reg; Toilet Roll Dispenser is a modern and efficient solution. It uses single-sheet dispensing to cut paper use by up to 40% compared to traditional jumbo toilet roll dispensers, reducing your consumption levels. The high-capacity dispenser also serves more people per roll, satisfying guests and minimising refill time. Prevent pilferage in demanding environments, thanks to its lock and robust design. Carbon neutral - produced with certified renewable electricity and compensated with climate projects.</p> <ul> <li>Dimensions: W 15.6cm. H 26.9cm. D 26.9cm.&nbsp;</li> <li>Suitable for T8 refills from Tork.&nbsp;</li> </ul> <p>Did you know you can loan this dispenser? Findel offer a Dispenser Loan Scheme to schools and businesses at no extra cost including free measure up and installation. To find out more information, email martyn.craig@essity.com.Terms and Conditions apply.</p> | 59.89 | EA | FVRATE20 | 1
Hygiene | B8R08332 | Tork Jumbo Dispenser | <p>High-traffic washrooms require toilet roll dispensers that are hygienic and easy to maintain &ndash; our closed dispenser fully protects rolls from dirt and splashes, and its high capacity means paper is always available with less need for refilling. Minimise waste, thanks to the optimal roll brake and smart stub-roll holder. They avoid free-spinning rolls and allow the entire jumbo toilet roll to be used for greater functionality. This dispenser's modern design will complement any washroom for added ease.</p> <ul> <li>Dimensions: W 13.3cm. H 36cm. D 43.7cm.</li> <li>Suitable for T1 refills from Tork.&nbsp;</li> </ul> <p>Did you know you can loan this dispenser? Findel offer a Dispenser Loan Scheme to schools and businesses at no extra cost including free measure up and installation. To find out more information, email martyn.craig@essity.com.Terms and Conditions apply.</p> | 59.89 | EA | FVRATE20 | 1
Hygiene | B8R08333 | Tork Mini Jumbo Toilet Roll 200m | <p>The <strong data-start="1177" data-end="1204">Tork T2 Mini Jumbo Roll</strong> is your go-to for managing high-traffic washrooms efficiently&mdash;delivering long-lasting performance, easy maintenance, and strong sustainability in every roll.</p> <p>Balancing costs and performance is all-important in medium to high-traffic washrooms, and our Tork Mini Jumbo system is designed to do just that. Our jumbo toilet rolls offer an improved performance and much more paper than regular rolls, saving staff maintenance time and cutting your refill costs. Plus, there's less change of guests finding an empty dispenser with this bulk toilet paper. These cost-effective refills are certified as sustainable, helping you to help the environment.</p> <ul> <li>12 rolls. 2 ply.&nbsp;</li> <li>Roll size: L 200m. W 9cm.&nbsp;</li> <li>Sheet Length: 20cm.&nbsp;Core inner diameter: 7.6cm</li> <li>Compatible with T2 dispensers.&nbsp;</li> </ul> <p>Did you know you can loan this dispenser? Findel offer a Dispenser Loan Scheme to schools and businesses at no extra cost including free measure up and installation. To find out more information, email martyn.craig@essity.com.Terms and Conditions apply.</p> | 30.99 | P12 | FVRATE20 | 1
Hygiene | B8R08335 | Tork Twin Mini Jumbo Tr Disp White | <p>Keep running costs low with the efficient Tork Twin Mini Jumbo Toilet Roll Dispenser. In high-traffic washrooms where toilet tissue is in demand, this high-capacity dispenser's ability to hold two full rolls will keep guests happy. Both can be used to the end to cut down on waste. The closed dispenser protects rolls for improved hygiene levels and can be refilled at any time to reduce paper shortages. With a functional, modern design, it'll leave users with a long-lasting positive impression.</p> <ul> <li>Dimensions: W 14.6cm. H 25.6cm. D 43.2cm.&nbsp;</li> <li>Suitable for T2 refills from Tork.&nbsp;</li> </ul> <p>Did you know you can loan this dispenser? Findel offer a Dispenser Loan Scheme to schools and businesses at no extra cost including free measure up and installation. To find out more information, email martyn.craig@essity.com.Terms and Conditions apply.</p> | 70.99 | EA | FVRATE20 | 1
Hygiene | B8R08337 | Tork Smartone Mini Twin Dispenser | <p>Busy washrooms are at risk of frequent paper shortages and unnecessary waste. Our Tork SmartOne&reg; Mini Twin Dispenser holds two rolls that can be used to the end to minimise waste and maintenance time. Single-sheet dispensing cuts costs with up to 40% reduced consumption and more visits per roll compared to traditional jumbo toilet roll dispensers. Plus, guests touch only what they take, improving hygiene levels. This dispenser has a modern design with a handy lock to protect rolls in demanding spaces. Carbon neutral - produced with certified renewable electricity and compensated with climate projects.</p> <ul> <li>Dimensions: W 15.6cm. H 22.1cm. D 39.8cm.</li> <li>Suitable for T9 refills from Tork.&nbsp;</li> </ul> <p>Did you know you can loan this dispenser? Findel offer a Dispenser Loan Scheme to schools and businesses at no extra cost including free measure up and installation. To find out more information, email martyn.craig@essity.com.Terms and Conditions apply.</p> | 79.89 | EA | FVRATE20 | 1
Hygiene | B8R08338 | Tork Matic Hand Towel Roll Disp. White | <p>Deliver hygiene, efficiency, and award-winning design with the Tork Matic&reg; Hand Towel Roll Dispenser &ndash; built for high-traffic washrooms.</p> <p>Provide a good experience in high-traffic washrooms with this hand towel roll dispenser, winner of the iF Product Design Award and Red Dot Award 2009. Reduce waste by controlling the consumption of hand towels and improve hygiene, thanks to one-at-a-time dispensing, as users only touch and take the paper towels they need. This dispenser, with its sleek Elevation design, has a large capacity to facilitate spaces with a high visitor frequency. It's also easy to clean and has a dual lock system for simpler maintenance.</p> <ul> <li>Dimensions: W 20.3cm. H 37.2cm. D 33.7cm.&nbsp;</li> <li>Suitable for H1 refills from Tork.&nbsp;</li> </ul> <p>Did you know you can loan this dispenser? Findel offer a Dispenser Loan Scheme to schools and businesses at no extra cost including free measure up and installation. To find out more information, email martyn.craig@essity.com.Terms and Conditions apply.</p> | 139.99 | EA | FVRATE20 | 1
Hygiene | B8R08339 | Tork Twin Mid-size Toilet Roll Dispenser | <p>The <strong data-start="1365" data-end="1400">Tork T6 Twin Mid-size Dispenser</strong> is the smart choice for washrooms where space, hygiene, and reliability matter&mdash;ensuring guests always have what they need, when they need it.</p> <p>Make the most of smaller spaces in medium to high-traffic washrooms with our compact Tork Twin Mid-size Toilet Roll Dispenser. Bulk toilet paper won't run out due to the dispenser's high capacity. There's no waste on the floor, either, as empty cores remain inside the dispenser. Impress guests with this modern and functional Elevation Design. It features an automatic roll shift, so they can access new rolls with ease.</p> <ul> <li>Dimensions: W 14cm. H 34.4cm. D 18.4cm.&nbsp;</li> <li>Suitable for T6 refills from Tork.&nbsp;</li> </ul> <p>Did you know you can loan this dispenser? Findel offer a Dispenser Loan Scheme to schools and businesses at no extra cost including free measure up and installation. To find out more information, email martyn.craig@essity.com.Terms and Conditions apply.</p> | 79.99 | EA | FVRATE20 | 1
Protective Workwear | B8R08346 | Blue Vinyl Powder Free Gloves - Small | <p>Manufactured from PVC plastisol, these powder free blue gloves help reduce potential dust contamination and are great with traceability, making them the best option when working within the food industry.</p> <ul> <li>Latex free reducing the risk of hypersensitivity and allergic reactions</li> <li>Beaded cuff for added strength and easier donning</li> <li>Smooth finish</li> <li>Small</li> <li>Pack 100</li> </ul> | 7.69 | PHA | FVRATE20 | 1
Cleaning | B8R08434 | Viakal Limescale Remover 10x750ml | <p>Viakal descaler spray is a professional, powerful descaler, designed for periodic descaling of washroom surfaces. It effectively removes lime scale and hard water marks from fixtures, sinks, wash basins, toilet bowls/urinals, tabs, showers and bathroom tiles, leaving them brilliantly shiny.</p> <ul> <li>Powerful descaler quickly removes tough limescale to leave a long lasting shine</li> <li>Suitable for taps, showerheads, drains, toilet bowls and urinals</li> <li>Case of 10 x 750ml</li> </ul> | 59.99 | BOX | FVRATE20 | 1
Cleaning | B8R08436 | Envirological Citric Toilet Cleaner 12x7 | <ul> <li>From renewable sources including fruit based acid</li> <li>Removes soil and scale whilst leaving toilets clean and pleasantly perfumed</li> <li>Biodegradable</li> <li>Contains no phosphates and has minimum impact on the environment</li> <li>Case of 12 x 750ml</li> </ul> | 35.39 | BOX | FVRATE20 | 1
Cleaning | B8R08438 | Jeyes Heavy Duty Toilet Descaler 6x750ml | <p>Jeyes Active Toilet Descaler eliminates bacteria in toilet bowls and urinals. With a phosphoric acid formula, this cleaning liquid can remove bacteria, odours and mineral deposits, leaving surfaces clean. </p> <ul> <li>Pack of 6 x 750ml</li> <li>Removes limescale build up</li> <li>Kills harmful bacteria</li> <li>Powerful formula for leaving surfaces clean</li> <li>Freshens and neutralises odours</li> <li>Pleasant floral fragrance</li> <li>Not suitable for use on stainless steel, enamel or chrome</li> </ul> <p><strong>Keep out of the reach of children.</strong> </p> | 16.99 | BOX | FVRATE20 | 1
Cleaning | B8R08449 | Shield Cleaner Disinf Spray 6x750ml | <ul> <li>Cleaner and disinfectant spray for hard surfaces</li> <li>Cleans and effectively disinfects washrooms</li> <li>With neutrafresh technology to remove unpleasant odours both at source and the surrounding area</li> <li>Ideal for basins, toilet seats, baths and urinals&nbsp;</li> <li>6 x 750ml</li> <li>1-2 spray heads per pack of 6.</li> </ul> | 41.99 | P 6 | FVRATE20 | 1
Cleaning | B8R08452 | Addis Laundry Basket White | <p>Addis® Laundry Basket is crafted from durable plastic and features handles on either side to make it easy to carry. </p> <ul> <li>Colour: White</li> <li>Dimensions: W660 x H270 x D450mm (40L)</li> <li>Hardwearing and wipe clean</li> </ul> | 10.69 | EA | FVRATE20 | 1
Cleaning | B8R08453 | Professional Bold Powder | <p>Bold Professional Washing Powder Lotus Flower &amp; Lily is a professional powder detergent specially formulated to deliver the perfect balance of cleaning and freshness, outstanding cleaning results and long-lasting freshness at low temperature.</p> <ul> <li>100 standard washes</li> <li>Long lasting freshness and softness formula</li> <li>40&deg;C cleaning to reduce costs</li> <li>Unique combination of high performing ingredients</li> <li>Recommended for professional use</li> </ul> <p><strong>Causes serious eye irritation. Keep out of reach of children. </strong></p> | 35.29 | EA | FVRATE20 | 1
Cleaning | B8R08458 | Comfort Original 2x 5 Litres | <ul> <li>Comfort professional concentrated original fabric conditioner</li> <li>Attracts negatively charged cationic particles and deposits these particles on to the negatively charged fibres of the fabric during the rinse cycle</li> <li>Reduces static charge and tangling</li> <li>Leaves a long lasting pleasant fragrance</li> <li>178 washes</li> <li>Case of 2 x 5 litres</li> </ul> | 52.99 | P 2 | FVRATE20 | 1
Cleaning | B8R08469 | Bryta Dishwasher Powder 5kg | <p>Excellent cleaning and sanitising performance. Dissolves rapidly and is non-tainting. Suitable for domestic and manually dosed commercial machines. </p> <ul> <li>5kg</li> </ul> | 30.99 | EA | FVRATE20 | 1
Cleaning | B8R08473 | Universal Rinse Aid 2 X 5l | <p>Use in conjunction with Yellow Label Washaid detergent. Ensures the rapid drying of crockery to a streak-free sparkling finish. A highly concentrated product, ensures the rapid drying of crockery and glassware to a streak-free, sparkling finish and prevents spotting. The product is added to the final stage of the cycle.</p> <ul> <li>Suitable for all water types</li> <li>Case of 2 x 5 litres</li> </ul> | 38.99 | BOX | FVRATE20 | 1
Cleaning | B8R08478 | Sun All In One 100 Eco Tablets | <p>Professional machine dishwash detergent with built-in salt function and rinse-aid, all in one tablet for manual dosing. Environmental benefits: restricted hazardous substances, reduced impact on aquatic eco-systems and reduced CO2 Pollution. Effective removal of protein and starch for a sparkling clean result. Removes tea and coffee stains. </p> <ul> <li>No need for adding salt or rinse-aid</li> <li>Easy to use</li> <li>Low foaming</li> <li>Pack of 100 tablets</li> </ul> | 39.99 | EA | FVRATE20 | 1
Cleaning | B8R08479 | Sun Prof Rinse Aid 2l | <p>Promotes rapid, streak-free drying and is non-tainting. Suitable for domestic and manually dosed commercial machines.</p> <ul> <li>2 litres</li> </ul> | 30.99 | EA | FVRATE20 | 1
Cleaning | B8R08498 | Glade Clean Linen Gel 150g | <p>Solid gel air freshener with scent of line-dried laundry.&nbsp; It is sealed into a subtle container and provides continuous fragrancing for up to a month.</p> <p>Clean Linen provides a scent of fresh line-dried laundry with a modern twist of watery melon, crisp air and sparkling citrus</p> <ul> <li>For use in any commercial or public space.</li> <li>Pack of 8</li> <li>150g</li> </ul> | 16.99 | P 8 | FVRATE20 | 1
Cleaning | B8R08516 | Sprint Hardsurface Cleaner2x5l | <p>This hard surface cleaner removes dirt and grime in seconds. Free rinsing formula is ideal for use on floors, walls and paintwork. </p> <ul> <li>Case of 2 x 5 litres</li> </ul> | 36.99 | BOX | FVRATE20 | 1
Cleaning | B8R08519 | Super Glass Cleaner 6 X 750ml | <p>Gives sparkling, streak-free finish on glass and stainless steel. </p> <ul> <li>Case of 6 x 750ml</li> </ul> | 17.99 | BOX | FVRATE20 | 1
Cleaning | B8R08523 | Cif Cream Cleaner 2l | <p>Cif Pro Formula Cream Cleaner is a versatile cleaner packed with millions of natural cleaning particles which gives excellent performance on tough stains without damaging delicate surfaces such as enamel and paintwork. The unique cream formula of Cif&nbsp;cleans deep down to bring surfaces back to life. This non-scratch, general purpose cream cleaner is suitable for modern washroom surfaces including vitreous enamel and plastic baths.&nbsp;</p> <ul> <li>2 litres</li> </ul> | 20.99 | EA | FVRATE20 | 1
Cleaning | B8R08527 | Sure Glass Cleaner 750ml | <p>A ready-to-use spray cleaner for the streak-free cleaning of glass. Suitable for cleaning of various water resistant surfaces such as display cabinets, serving counters, windows, mirrors, etc. No fragrance nor dye and contains plant based ingredients from renewable sources/ </p> <ul> <li>100% biodegradable and decomposed by natural processes</li> <li>No environmental hazard classifications, no safety warnings for product for user.</li> </ul> | 28.09 | P 6 | FVRATE20 | 1
Cleaning | B8R08532 | Mr Muscle Multi Surface 750ml | <p>Mr Muscle&reg; Multi Surface cleaner kills 99.99% of germs. Formulated to easily tackle tough grease and grime found in commercial kitchens and also removes soap scum and stubborn grime from busy commercial washrooms.</p> <ul> <li>Disinfects by killing 99.99% of germs on hard, non-porous surfaces. Leaves a fresh scent without harsh smells from cleaning solvents</li> <li>Can be used on all types of kitchen surfaces including worktops, appliances, sinks, cooker tops, walls and cabinets.</li> <li>Can be used on washroom surfaces including baths, showers, sinks, countertops, tiles, stainless steel, and chrome fixings.</li> <li>Kills 99.99% of bacteria and specific viruses, including SARS-CoV-2.</li> <li>Pack of 6</li> </ul> | 26.79 | P 6 | FVRATE20 | 1
Cleaning | B8R08534 | Cm Knitted Dish Cloth P10 | <p>Upgrade your kitchen essentials with Classmates Knitted Dish Cloth &ndash; the premium choice for practicality and quality.</p> <p>Measuring a generous 300 x 400mm, these dish cloths are designed to handle your daily kitchen tasks with ease.</p> <ul> <li>300 x 400mm</li> <li>Pack of 10</li> </ul> | 3.49 | PK | FVRATE20 | 1
Cleaning | B8R08535 | Synthetic Sponge Pack 5 | <p>Utility foam sponge suitable for personal and domestic use</p> <ul> <li>Pack of 5</li> <li>150 x 100 x 50mm</li> </ul> | 5.99 | PK | FVRATE20 | 1
Cleaning | B8R08553 | Erase All Sponge | <p>Removes most scuff marks, crayon and pen from lino and laminate floors, cookware, crockery, stainless steel and paintwork </p> <p>Wet sponge with a little water and wipe </p> <p>Pack of 10 </p> | 7.99 | P10 | FVRATE20 | 1
Cleaning | B8R08555 | Vileda Mediumweight Wiping Cloth Red P10 | <p>Contains silver to inhibit bacterial growth </p> <ul> <li>430 x 355mm</li> <li>Red</li> <li>Pack of 10</li> </ul> | 14.99 | P10 | FVRATE20 | 1
Cleaning | B8R08574 | New Breazy Blue | <ul> <li>The microfibre content and unique wave-structure of this cloth improves dirt pick-up by 40%</li> <li>Independent test showed a 96.3% reduction of bacteria in one wipe</li> <li>Available in blue, red, yellow and green to avoid cross-contamination</li> <li>350 x 360mm</li> <li>Blue</li> <li>Pack of 25</li> </ul> | 12.49 | P25 | FVRATE20 | 1
Cleaning | B8R08575 | New Breazy Red | <ul> <li>The microfibre content and unique wave-structure of this cloth improves dirt pick-up by 40%</li> <li>Independent test showed a 96.3% reduction of bacteria in one wipe</li> <li>Available in blue, red, yellow and green to avoid cross-contamination</li> <li>350 x 355mm</li> <li>Red</li> <li>Pack of 25</li> </ul> | 11.79 | P25 | FVRATE20 | 1
Cleaning | B8R08581 | Housekeeping Tray Blue | <p>The Lucy Carry housekeeping tray is perfect for carrying your cleaning equipment. It has with different size compartments for your bottles and clothes etc and is great for easy storage. </p> <ul> <li>Polypropylene</li> <li>402 x 247 x 172mm</li> <li>Blue</li> </ul> <p>Each </p> | 5.39 | EA | FVRATE20 | 1
Cleaning | B8R08582 | Pump Dispenser For 5l Container | <p>Pump action dispenser for use with 5 litre containers </p> <ul> <li>Delivers 28ml dose</li> <li>Each</li> </ul> | 4.49 | EA | FVRATE20 | 1
Cleaning | B8R08584 | Syr V Dust Control Sweeper Frame | <p>This sweeper frame is perfect to fit the high quality sweeper ideal for sweeping large areas such as school halls. Variable angle sweeping allows operator to switch from width of 450mm to 2m. </p> <ul> <li>1m heads manufactured in long life hollow viscose yarn (sold separately)</li> <li>Will not rot</li> <li>Each</li> </ul> | 42.79 | EA | FVRATE20 | 1
Cleaning | B8R08585 | Syr V Dust Control Sweeper Heads P2 | <p>Dust Control Sweeper Head to fit the 'V' Sweeper frame combing to create a high quality sweeper ideal for sweeping large areas such as school halls. </p> <ul> <li>1m heads manufactured in long life hollow viscose yarn</li> <li>Each</li> </ul> | 32.09 | PAA | FVRATE20 | 1
Cleaning | B8R08586 | Syr Window Wash Applicator | <p>Window wash applicator handle and head complete. Easy and quick way to clean your windows. </p> <ul> <li>355mm</li> <li>Each</li> </ul> | 9.39 | EA | FVRATE20 | 1
Cleaning | B8R08587 | Syr Hi-reach Extension Pole 2.5m | <p>2 stage x 1.25m telescopic pole to fit window wash applicator and window squeegee extended length 2.5m. </p> <ul> <li>Each</li> </ul> | 16.09 | EA | FVRATE20 | 1
Cleaning | B8R08588 | Syr Breakframe Sweeper Frame 450mm | <p>Sweeper frame 450mm to fit the syntex sleeve and handle (sold separately). Ideal for sweeping/dusting large areas i.e. school halls. </p> <ul> <li>Each</li> </ul> | 14.99 | EA | FVRATE20 | 1
Cleaning | B8R08589 | Syr B-frame 70cm Frame Only | <p>Sweeper frame 700mm to fit the syntex sleeve and handle (sold separately). Ideal for sweeping/dusting large areas i.e. school halls. </p> <ul> <li>Each</li> </ul> | 10.69 | EA | FVRATE20 | 1
Cleaning | B8R08590 | Syr Handle For Breakframes | <p>Dual control sweeper handle to fit the syntex sleeve and frame (sold separately). Ideal for sweeping/dusting large areas i.e. school halls. </p> <ul> <li>Each</li> </ul> | 5.59 | EA | FVRATE20 | 1
Cleaning | B8R08592 | Syr Breakframe Sweeper Sleeve 450mm | <p>Sweeper syntex sleep 450mm to fit the sweeper frame and handle (sold separately). Ideal for sweeping/dusting large areas i.e. school halls. </p> <ul> <li>Each</li> </ul> <p> </p> <p> </p> | 9.69 | EA | FVRATE20 | 1
Cleaning | B8R08593 | Syr Breakframe Sweeper Sleeve 700mm | <p>Sweeper syntex sleep 700mm to fit the sweeper frame and handle (sold separately). Ideal for sweeping/dusting large areas i.e. school halls. </p> <ul> <li>Each</li> </ul> <p> </p> | 11.79 | EA | FVRATE20 | 1
Cleaning | B8R08594 | Syr Window Squeegee 305mm | <p>This stainless steel window Squeegee is perfect for cleaning your windows. 305mm complete ideal for storing. </p> <ul> <li>Each</li> </ul> | 10.69 | EA | FVRATE20 | 1
Cleaning | B8R08596 | Funnel 127mm Polypropylene | <p>This 127mm polypropylene funnel us a great multi purpose addition to your cleaning cupboard. </p> | 2.29 | EA | FVRATE20 | 1
Cleaning | B8R08597 | Syr Caution Floor Cone 53cm | <p>Yellow 530mm cone printed all four sides with "CAUTION WET FLOOR" </p> <ul> <li>Each</li> </ul> | 16.99 | EA | FVRATE20 | 1
Cleaning | B8R08598 | Medium Force Sink Plunger | <p>Wooden handle sink plunger is ideal for removing sink blockages. Size: 254 x 100mm (16in handle). </p> <ul> <li>Each</li> </ul> | 9.69 | EA | FVRATE20 | 1
Cleaning | B8R08602 | Disinfectant Treated Sawdust | <p>For the containment and cleansing of areas that have been contaminated by body wastes and fluids. Highly absorbent material containing strong disinfectant and odour masking chemicals for use in public places such as schools. </p> <ul> <li>Medico No.5 mix</li> <li>Approximately 60 litres</li> </ul> | 24.99 | EA | FVRATE20 | 1
Cleaning | B8R08611 | Force Citrus Heavy Duty Cleaner 2x5l | <p>A heavy duty bactericidal cleaner and degreaser with a fresh citrus fragrance. For all heavily soiled floors especially those with accumulations of oil and grease. Recommended for use on Altro and modern safety flooring. Ideal also for removal of soot and grime caused by fire damage. </p> <ul> <li>Case of 2 x 5 litres</li> </ul> | 32.99 | BOX | FVRATE20 | 1
Cleaning | B8R08614 | Flash Multi Surface Floor Cleaner 2x5l | <p>This Multi-surface and floor cleaner is effective for all dirt types on floors, kitchen work surfaces, washroom surfaces, washroom surfaces and other interior surfaces with just one product. Leaving no residue or stickiness its fast drying leaving a fresh lemon scent.</p> <p>The formulation is effective for cleaning grease and particulate soil in all water conditions and requires no rising when it is used being diluted.&nbsp;</p> <ul> <li>Suitable for use with auto scrubbers</li> <li>Lemon</li> <li>2 x 5 litres</li> <li>No need for rinsing when used diluted.</li> </ul> | 29.99 | P 2 | FVRATE20 | 1
Cleaning | B8R08628 | Open Toilet Brush Set | <p>Toilet Brush with Open Holder Set is essential for helping to maintain a clean and hygienic washroom area. </p> <ul> <li>Colour: White</li> <li>Size: L139 x W139 x H345mm</li> <li>Weight: 0.19kg</li> <li>Material: Polypropylene</li> <li>Filament material: Polypropylene</li> <li>Stiffness: Stiff </li> </ul> | 8.99 | EA | FVRATE20 | 1
Cleaning | B8R08629 | Soft Fibre Broom 30cm | <p>Trade Soft Sweeping Broom is good for dust and smaller debris in drier conditions, typically in building or industrial environments.</p> <ul> <li>Size: L302 x W65 x H96mm</li> <li>Weight: 0.37kg</li> <li>Filament material: Natural Coco</li> <li>Stiffness: Soft</li> <li>Fits with wooden broom handle 1.2m x 23.5mm (sold separately)</li> </ul> | 4.29 | EA | FVRATE20 | 1
Cleaning | B8R08630 | Broom Handle Wood 150cm X 28mm | <p>Wooden Broom Handle is a Grade A quality wooden handle, ideal for larger heavy brooms. </p> <ul> <li>Size: L1500 x W25 x H28mm</li> <li>Weight: 0.48 kg</li> <li>Material: Wood</li> <li>For use with round socket heads</li> </ul> | 5.89 | EA | FVRATE20 | 1
Cleaning | B8R08635 | Yard Broom Head 30cm | <p>Industrial Stiff Sweeping Broom, medium size is for rougher, muddy paths, patios, pavement and and open areas, in wet or dry conditions. </p> <ul> <li>Size: L306 x W66 x H141mm</li> <li>Weight: 0.53kg</li> <li>Material: Wood back</li> <li>Filament material: PVC </li> <li>Stiffness: Stiff</li> <li>Trim length: 70mm</li> <li>Round socket brush</li> <li>Fits with wooden broom handle 1.2m x 23.5mm (sold separately)</li> </ul> | 12.89 | EA | FVRATE20 | 1
Cleaning | B8R08638 | Radiator Brush 48cm | <p>Radiator brush, a twisted in wire brush with a varnished beechwood handle, filled horsehair and polyester mix for cleaning around and behind radiators. </p> <ul> <li>Size: L500 x W50 x H50mm</li> <li>Weight: 0.10kg</li> <li>Material: Wooden handle</li> <li>Filament material: Horse hair & polyester</li> <li>Stiffness: Soft</li> </ul> | 9.69 | EA | FVRATE20 | 1
Cleaning | B8R08639 | Closed Toilet Brush Set | <p>Toilet Brush with Closed Holder Set is essential for helping to maintain a clean and hygienic washroom area. </p> <ul> <li>Colour: White</li> <li>Size: L143 x W143 x H384mm</li> <li>Weight: 0.41kg</li> <li>Material: Polypropylene</li> <li>Filament material: Polyester</li> <li>Stiffness: Stiff </li> </ul> | 16.09 | EA | FVRATE20 | 1
Cleaning | B8R08640 | Toilet Brush Domed Head | <p>Toilet Brush only, with tough bristles and constructed in tough plastic. </p> <ul> <li>Size: L358 x W81 x H81mm</li> <li>Weight: 0.09kg</li> <li>Material: Polypropylene</li> <li>Filament material: Polypropylene</li> <li>Stiffness: Stiff</li> </ul> | 4.19 | EA | FVRATE20 | 1
Cleaning | B8R08641 | Soft Nylon Broom 25cm | <p>Broom heads have a screw thread ferrule to ensure a secure attachment to the handle. </p> <ul> <li>Soft nylon brush</li> <li>250 x 60mm stock</li> <li>55mm black filling</li> <li>Fits with plastic coated metal handle 1.2m x 25mm (sold separately)</li> <li>Each</li> </ul> | 6.49 | EA | FVRATE20 | 1
Cleaning | B8R08642 | Semi-stiff Nylon Broom 28cm | <p>Broom heads have a screw thread ferrule to ensure a secure attachment to the handle. </p> <ul> <li>Semi stiff brush</li> <li>250 x 60mm stock</li> <li>55mm black filling</li> <li>Fits with plastic coated metal handle 1.2m x 25mm (sold separately)</li> <li>Each</li> </ul> | 6.49 | EA | FVRATE20 | 1
Cleaning | B8R08643 | Broom Handle Metal 120cm X25mm | <p>The sturdy plastic coated metal handle provides a solid grip for tackling stubborn dirt. There is a screw thread fixture for secure connection to the broom head. For use with the soft nylon or semi stiff nylon brooms. </p> <ul> <li>Size: 1.2m x 23.5mm</li> <li>Each</li> </ul> | 2.99 | EA | FVRATE20 | 1
Cleaning | B8R08645 | Hygiene Washing Up Brush Blue | <p>Washing Up Brush efficiently clean your pots, pans, and dishes. This brush comes with a scraper and is good for moderate use in in small commercial kitchens, where colour coding helps with area segregation. </p> <ul> <li>Colour: Blue</li> <li>Size: L270 x W58 x H97mm</li> <li>Weight: 0.05kg</li> <li>Material: Polypropylene</li> <li>Filament material: Polyester</li> <li>Stiffness: Medium</li> <li>Trim Length: 23 mm</li> <li>Usage temperature: Max 79°C/Min -18°C</li> </ul> | 4.49 | EA | FVRATE20 | 1
Cleaning | B8R08647 | Extend Cobweb Brush And Handle | <p>Cobweb Brush with Extending Handle is ideal for those hard to reach corners. Its light and easy to use, extending to prevent stretching. When complete with the two stage twist and lock extending aluminium handle, the overall length is 1480mm - 1960mm. </p> <ul> <li>Size: L749 x W71 x H51mm</li> <li>Weight: 0.30kg</li> <li>Material: Aluminium</li> <li>Filament material: PVC</li> <li>Stiffness: Extra soft</li> </ul> | 16.79 | EA | FVRATE20 | 1
Cleaning | B8R08652 | Wooden Yard Broom Set | <p>Comprises wooden yard broom and handle </p> | 11.79 | PK | FVRATE20 | 1
Cleaning | B8R08654 | Brown Soft Fibre Broom Set | <p>Trade Soft Sweeping Broom is good for dust and smaller debris in drier conditions, typically in building or industrial environments.</p> <p>Set includes a Grade A Wooden Broom Handle.</p> <ul> <li>Size of broom head: L302 x W65 x H96mm</li> <li>Size of handle: L1198 x W24 x H24mm</li> <li>Material: Wood</li> <li>Filament material: Natural Coco</li> <li>Stiffness: Soft</li> </ul> | 5.99 | PK | FVRATE20 | 1
Cleaning | B8R08655 | Semi-stiff Nylon Broom Set | <ul> <li>Nylon broom and handle</li> <li>Semi-Stiff </li> <li>White</li> </ul> | 6.99 | PK | FVRATE20 | 1
Cleaning | B8R08656 | Soft Nylon Broom Set | <ul> <li>Soft Nylon Broom with handle</li> <li>White</li> </ul> | 6.99 | PK | FVRATE20 | 1
Cleaning | B8R08659 | Broom-mop Handle 120cm X23.5mm | <p>Wooden Broom Handle is a Grade A quality wooden handle, ideal for larger heavy brooms.</p> <ul> <li>Size: L1198 x W24 x H24mm</li> <li>Weight: 0.29 kg</li> <li>Material: Wood</li> <li>For use with round socket heads</li> </ul> | 5.39 | EA | FVRATE20 | 1
Cleaning | B8R08662 | Freedom Iii Mophead Blue 450g | <p>"Interchange" design. Manufactured in long life hollow viscose yarn so will not rot. </p> <ul> <li>Stay flat type</li> <li>For use with SYR Interchange handle</li> <li>Blue</li> <li>450g</li> <li>Each</li> </ul> | 8.49 | EA | FVRATE20 | 1
Cleaning | B8R08663 | Freedom Ii Mophead Midi Yellow 430mm | <p>"Interchange" design. Manufactured in long life hollow viscose yarn so will not rot.</p> <ul> <li>For use with SYR Interchange handle</li> <li>Head diameter 430mm</li> <li>Midi yellow</li> <li>Each</li> </ul> | 8.99 | EA | FVRATE20 | 1
Cleaning | B8R08666 | Freedom Ii Mophead Maxi Yellow 600mm | <p>"Interchange" design manufactured in long life hollow viscose yarn so will not rot.</p> <ul> <li>For use with SYR Interchange handle</li> <li>Head diameter 600mm</li> <li>Maxi yellow</li> <li>Each</li> </ul> | 9.99 | EA | FVRATE20 | 1
Cleaning | B8R08667 | Syr Interchange Mop Handle Yel | <ul> <li>"Interchange" design</li> <li>1.3m anodised aluminium</li> <li>Yellow</li> <li>Each</li> </ul> | 10.69 | EA | FVRATE20 | 1
Cleaning | B8R08668 | Freedom Ii Mophead Maxi Blue 600mm | <p>"Interchange" design/ Manufactured in long life hollow viscose yarn so will not rot.</p> <ul> <li>For use with SYR Interchange handle</li> <li>Head diameter 600mm</li> <li>Maxi blue</li> <li>Each</li> </ul> | 9.99 | EA | FVRATE20 | 1
Cleaning | B8R08669 | Freedom Ii Mophead Maxi Red 600mm | <p>"Interchange" design. Manufactured in long life hollow viscose yarn so will not rot.</p> <ul> <li>For use with SYR Interchange handle</li> <li>Head diameter 600mm</li> <li>Maxi red</li> <li>Each</li> </ul> | 9.99 | EA | FVRATE20 | 1
Cleaning | B8R08674 | Freedom Ii Mophead Mini Green 350mm | <p>"Interchange" design. Manufactured in long life hollow viscose yarn so will not rot.</p> <ul> <li>For use with SYR Interchange handle</li> <li>Head diameter 350mm</li> <li>Mini green</li> <li>Each</li> </ul> | 7.99 | EA | FVRATE20 | 1
Cleaning | B8R08675 | Freedom Ii Mophead Midi Green | <p>"Interchange" design. Manufactured in long life hollow viscose yarn so will not rot.</p> <ul> <li>For use with SYR Interchange handle</li> <li>Head diameter 430mm</li> <li>Midi green</li> <li>Each&nbsp;</li> </ul> | 8.99 | EA | FVRATE20 | 1
Cleaning | B8R08676 | Freedom Ii Mophead Maxi Green 600mm | <p>"Interchange" design. Manufactured in long life hollow viscose yarn so will not rot.</p> <ul> <li>For use with SYR Interchange handle</li> <li>Head diameter 600mm</li> <li>Maxi green</li> <li>Each</li> </ul> | 9.99 | EA | FVRATE20 | 1
Cleaning | B8R08677 | Freedom Iii Mophead Green 450g | <p>"Interchange" design. Manufactured in long life hollow viscose yarn so will not rot. </p> <ul> <li>Stay flat type</li> <li>For use with SYR Interchange handle</li> <li>Green</li> <li>450g</li> <li>Each</li> </ul> | 8.09 | EA | FVRATE20 | 1
Cleaning | B8R08678 | Syr Combo Mopping Unit Blue | <p>Combined 24 litre polypropylene bucket on 50mm castors and wringer with handle. The wringer is suitable for use with mops up to 450g/600mm diameter. </p> <ul> <li>Blue</li> <li>Each</li> </ul> | 64.19 | EA | FVRATE20 | 1
Cleaning | B8R08685 | Freedom Iii Mophead Yellow 450g | <p>"Interchange" design. Manufactured in long life hollow viscose yarn so will not rot. </p> <ul> <li>Stay flat type</li> <li>For use with SYR Interchange handle</li> <li>Yellow</li> <li>450g</li> <li>Each</li> </ul> | 8.09 | EA | FVRATE20 | 1
Cleaning | B8R08687 | Freedom Ii Mophead Mini Yellow | <p>"Interchange" design. Manufactured in long life hollow viscose yarn so will not rot.</p> <ul> <li>For use with SYR Interchange handle</li> <li>Head diameter 350mm</li> <li>Mini yellow</li> <li>Each</li> </ul> | 7.99 | EA | FVRATE20 | 1
Cleaning | B8R08690 | Freedom Ii Mophead Mini Red 350mm | <p>"Interchange" design. Manufactured in long life hollow viscose yarn so will not rot.</p> <ul> <li>For use with SYR Interchange handle</li> <li>Head diameter 350mm</li> <li>Mini red</li> <li>Each&nbsp;</li> </ul> | 7.99 | EA | FVRATE20 | 1
Cleaning | B8R08691 | Freedom Iii Mophead Red 450g | <p>"Interchange" design. Manufactured in long life hollow viscose yarn so will not rot. </p> <ul> <li>Stay flat type</li> <li>For use with SYR Interchange handle</li> <li>Red</li> <li>450g</li> <li>Each</li> </ul> | 8.49 | EA | FVRATE20 | 1
Cleaning | B8R08698 | White Socket Mop Head Pk10 | <p>Great alternative to cotton mops. Light and easy to use and highly absorbent.</p> <ul> <li>Pack of 10</li> </ul> | 13.99 | PK | FVRATE20 | 1
First Aid | B8R08719 | Body Fluid Disposal Kit-1 Appl | <p>Single kit for body fluid spillage. Contents:</p> <ul> <li>40g soak up compound sachet</li> <li>x 1 disinfectant wipe</li> <li>Disinfectant spray, scoop and single protection pack containing: paper hand towel, disposable apron, biohazard bag and a pair of vinyl powder free disposable gloves</li> <li>Contained in strong mini-grip bag</li> <li>Single application&nbsp;</li> <li>Each</li> </ul> | 8.99 | BOX | FVRATE20 | 1
First Aid | B8R08721 | Mediana A15 Hearton Aed Spare Pads | <p>Replacement pads for the Mediana A15 HeartOn Defibrillator.</p> <ul> <li>Pads fit both adults and paediatrics.</li> <li>Pair</li> </ul> | 112.39 | EA | FVRATE20 | 1
First Aid | B8R08722 | Mediana A15 Hearton Aed Spare Battery | <p>Spare LiMnO2 non-rechargeable battery for the Mediana A15 HeartOn Defibrillator.</p> <ul> <li>Disposable</li> <li>2yrs shelf life</li> <li>5yrs standby life</li> </ul> | 235.39 | EA | FVRATE20 | 1
First Aid | B8R08723 | Mediana A15 Hearton Aed | <p>Mediana A15 HeartOn AED unit is supplied with a protective outer cover, which when opened by the easy sliding switch, automatically turns on. The defibrillator pads are already connected and ready to use.</p> <ul> <li>LED indicator lights flash with the corresponding voice prompts</li> <li>Visual icons clarify the necessary actions</li> <li>The adult/paediatric mode switch allows the correct setting without changing the pads</li> <li>The battery is disposable, LiMnO2 non-rechargeable, with 2 years shelf life and 5 years standby life</li> <li>Adult/child setting with 1 switch</li> <li>Suitable for schools and clubs</li> <li>Low lifetime cost</li> <li>Easy to use and completely safe</li> <li>Pads fit both adults and paediatrics</li> <li>Free tutorial and guide with every purchase</li> </ul> | 1299.99 | EA | FVRATE20 | 1
First Aid | B8R08729 | White Petroleum Jelly B.p | <p><b>Petroleum Jelly</b> is a mixture of mineral oils and waxes, effective at sealing the skin with a water-protective barrier. This helps the skin to retain moisture and to heal. Ideal for rehydrating and repairing damaged skin, treating minor cuts and burns, or moisturising dry skin and lips. It also helps prevent nappy rash.</p> <ul> <li>225g tub</li> <li>Each</li> </ul> | 4.89 | EA | FVRATE20 | 1
First Aid | B8R08731 | Football First Aid Kit | <p>Complies with FA treatment bag recommendations. All supplied in water resistant run on bag.</p> <p>Contents:</p> <ul> <li>First aid guidance leaflet</li> <li>20 x Wash proof plasters</li> <li>1 x Eye pad with bandage</li> <li>2 x Triangular bandages</li> <li>1 x Conforming bandage 7.5cm x 4m</li> <li>2 x Crepe bandages 5cm x 4.5m</li> <li>1 x Crepe bandage 7.5cm x 4.5m</li> <li>1 x Elastic adhesive bandage 7.5cm x 4.5m</li> <li>5 x Gauze swabs 8ply</li> <li>2 x Low adherent dressings</li> <li>1 x Microporous tape</li> <li>2 x Zinc oxide tape</li> <li>1 x Resuscitation shield</li> <li>2 x Eye wash pods (20ml)</li> <li>1 x Instant cold pack</li> <li>2 x Self seal waste bags</li> <li>1 x Foil survival blanket</li> <li>1 x Pair scissors</li> <li>1 x Small spray bottle</li> <li>6 x Safety pins</li> <li>1 x 12 x 12cm unmedicated dressing</li> <li>1 x 18 x 18cm large wound dressing</li> <li>1 x Hypaclean moist wipes</li> </ul> | 42.79 | EA | FVRATE20 | 1
First Aid | B8R08738 | Bs8599 First Aid Refill Kit A | <p>Refill kit. Contents may vary, case not included. </p> <ul> <li>1 x First aid guidance leaflet</li> <li>40 x HypaPlast waterproof plasters</li> <li>2 x HypaCover eye dressings</li> <li>2 x HypaCover triangular bandages</li> <li>12 x HypaBand safety pins</li> <li>4 x HypaCover first aid dressings 12x2cm</li> <li>1 x HypaCover first aid dressings 18x18cm</li> <li>6 pairs disposable gloves</li> <li>20 x HypaClean sterile wipes</li> <li>1 x HypaPlat microporous tape 2.5x5m</li> <li>2 x HypaCover finger dressings</li> <li>1 x HypaCover face shield</li> <li>1 x HypaCover foil blanket</li> <li>1 x Burn dressing 10x10cm</li> <li>1 x Clothing cutters</li> <li>1 x HypaBand conforming bandages 7.5cm</li> </ul> | 18.49 | EA | FVRATE20 | 1
First Aid | B8R08748 | Hypacool Instant Hot Pack - Pack Of 24 | <p>The&nbsp;<b>HypaCool Instant Hot Pack</b> provides rapid treatment for muscular aches, joint stiffness and general sprains and strains after the acute stages of injury. The hot packs are single-use and are easily disposed of in ordinary household or business waste. The hot packs are activated with a chemical reaction when squeezed and do not need to be heated by an external heat source, meaning they're ready whenever and wherever you need them. This compact pack is 15cm x 12cm in size.</p> <p>Instant heat therapy, no need for external heat source. Simply squeeze the bag and place on injured area. Ideal for treatment of muscular aches, joint stiffness, chronic injuries and the later stages of strain and sprain injuries.</p> <ul> <li>Pack of 24 single-use packs</li> </ul> | 16.49 | P24 | FVRATE20 | 1
First Aid | B8R08771 | Closure Strips Pk (3mm X 75mm) | <p>Closure strips have a traditional non-stitch paper suture. They're hypo-allergenic and breathable with low-allergy adhesive</p> <ul> <li>Sealed in a sterile transparent envelope</li> <li>Pack of 50 envelopes</li> <li>3mm x 75mm</li> </ul> | 13.89 | P50 | FVRATE20 | 1
First Aid | B8R08772 | Closure Strips Pk (6mm X 75mm) | <p>Closure strips have a traditional non-stitch paper suture. They're hypo-allergenic and breathable with low-allergy adhesive</p> <ul> <li>Sealed in a sterile transparent envelope</li> <li>Pack of 50 envelopes</li> <li>6mm x 75mm</li> </ul> | 14.99 | P50 | FVRATE20 | 1
First Aid | B8R08773 | Traumafix 10cm X 18cm | <p>Designed for major bleed trauma with fabric waterproof packaging. Highly absorbent dressing pad and bandage with integral pillow to apply direct pressure to the wound</p> <ul> <li>Easy and fast self administration</li> <li>Quick fix fastening</li> <li>Applies pressure whilst casualty is being moved</li> <li>100 x 180mm</li> <li>Each&nbsp;</li> </ul> | 5.39 | EA | FVRATE20 | 1
First Aid | B8R08785 | School First Aid Room | <p>Everything you need for your school's first aid room on one order code. Pack comprises: </p> <ul> <li>Low Level Rest Room Couch - epoxy coated steel frame, tilting head section, vinyl padded surface and built-in couch roll dispenser - L183 x W60 x H40cm</li> <li>First Aid Room sign - high visibility, 20 x 30cm</li> <li>First Aid for Children Poster - Includes invaluable advice on resuscitation procedures, 84 x 59cm</li> <li>3 Tier Trolley - White, epoxy-coated, tubular frame with melamine-faced high-density board, wheeled, W50cm x D30cm</li> <li>First Aid Cabinet - sturdy lockable epoxy-coated metal cabinet, supplied empty with 2 keys, L60 x D12.5 x H50cm</li> <li>Blanket - Scarlet Cotton</li> <li>Pillow - Polyester filled</li> <li>Pedal Bin - Stainless steel with removable plastic inner</li> <li>Couch Roll - Ensures couch remains hygienic between patients</li> </ul> | 641.99 | EA | FVRATE20 | 1
First Aid | B8R08793 | First Aid Sign | <p>Quick &amp; easy self adhesive first aid sign.</p> <ul> <li>200 x 150mm</li> <li>Each</li> </ul> | 5.39 | EA | FVRATE20 | 1
First Aid | B8R08794 | Food Allergies And Anaphylactic Shock | <p>The&nbsp;<b>Food Allergies and Anaphylactic Shock Poster</b> covers essential information around food allergies (including Food Standards Agency recognised images), recognising and treating an allergic reaction, and recognising and treating anaphylactic shock.&nbsp;The poster is A2 size and updated with the latest first aid guidance when recommendations change.</p> <p>Full colour illustrations, user-friendly text and clear, concise instructions provide guidance to employees on the following topics:</p> <p>Common Allergens</p> <ul> <li>How to recognise and treat an allergic reaction</li> <li>How to recognise and treat anaphylactic shock</li> <li>How to deal with a casualty who is unresponsive and not breathing</li> </ul> | 17.19 | EA | FVRATE20 | 1
First Aid | B8R08796 | Mental Health First Aid Poster A2 Poster | <p>The&nbsp;<b>Mental Health First Aid Poster</b> ensures your employees are aware of the techniques and resources available to them to support their mental health. It contains useful advice for maintaining a happy and healthy working environment compiled by qualified mental health first aid practitioners. Full colour illustrations, user-friendly text and clear, concise instructions provide guidance to employees on the following topics:</p> <ul> <li>What is mental illness? - 6 common mental health problems</li> <li>Triggers and signs of mental health problems - includes 6 triggers and 13 signs/symptoms to look out for</li> <li>Mental Health in the workplace and the law</li> <li>Supporting colleagues</li> <li>Looking after your mental health - 6 steps which include: talking about your feelings, exercising regularly, eating healthy, investing time in relationships, resting and getting help- Helpline numbers and websites that you can reach out for help</li> </ul> | 17.19 | EA | FVRATE20 | 1
Protective Workwear | B8R08865 | Xlong H-hold Rubber Gloves Med | <p>Extra-long natural rubber gloves ideal for use with deep sinks. The gloves have a slip resistant pattern on the palm and fingers giving them a reliable grip. </p> <ul> <li>Flock lined interior</li> <li>Yellow</li> <li>Medium</li> <li>Pair </li> </ul> | 3.49 | PAA | FVRATE20 | 1
Protective Workwear | B8R08866 | Xlong H-hold Rubber Gloves Lge | <p>Extra-long natural rubber gloves ideal for use with deep sinks. The gloves have a slip resistant pattern on the palm and fingers giving them a reliable grip. </p> <ul> <li>Flock lined interior</li> <li>Yellow</li> <li>Large</li> <li>Pair </li> </ul> | 2.69 | PAA | FVRATE20 | 1
Protective Workwear | B8R08867 | Heavy Duty Rubber Glove Medium | <p>Heavy-duty rubber gloves for added strength and greater resistance to detergents and chemicals. The gloves have a slip resistant pattern on the palm and fingers giving them a reliable grip. </p> <ul> <li>Cotton flock lined interior</li> <li>Chlorinated to inhibit bacterial growth and increase hygiene</li> <li>Suitable for food handling, janitorial, hygiene tasks and maintenance</li> <li>Black</li> <li>Medium</li> <li>Pair </li> </ul> | 2.99 | PAA | FVRATE20 | 1
Protective Workwear | B8R08868 | Heavy Duty Rubber Glove Large | <p>Heavy-duty rubber gloves for added strength and greater resistance to detergents and chemicals. The gloves have a slip resistant pattern on the palm and fingers giving them a reliable grip. </p> <ul> <li>Cotton flock lined interior</li> <li>Chlorinated to inhibit bacterial growth and increase hygiene</li> <li>Suitable for food handling, janitorial, hygiene tasks and maintenance</li> <li>Black</li> <li>Large</li> <li>Pair </li> </ul> | 2.99 | PAA | FVRATE20 | 1
Protective Workwear | B8R08869 | Cotton Rubber Grip Glove Med | <p>Have comfort whilst gardening with these seamless knitted, cotton gloves. The tough latex coating gives an enhanced grip and provides protection whilst in the garden. Good puncture and abrasion resistance means these gloves will last a long time, whilst keeping your hands dry and warm in all weather conditions. </p> <ul> <li>Green</li> <li>Medium</li> <li>Pair</li> </ul> | 3.99 | PAA | FVRATE20 | 1
Protective Workwear | B8R08874 | Clear Vinyl Powder Free Gloves | <p>Manufactured from PVC plastisol, these latex free gloves help reduce the risk of hypersensitivity and allergic reactions. The soft, smooth formulation improves feel and fit reducing fatigue during extended wear. Suitable in the food industry as the powder free gloves reduce potential dust contamination.</p> <ul> <li>Beaded cuff for added strength and easier donning</li> <li>Smooth Finish</li> <li>Pack 100 clear gloves</li> <li>Extra Large</li> <li>Please note: Due to global demand, the price of this product may change</li> </ul> | 7.99 | PHA | FVRATE20 | 1
Protective Workwear | B8R08897 | Protective Hard Hat | <p>Protect yourself against danger of falling objects with this protective hard hat! The padded hat makes this the perfect hard hat for comfortable wear, whilst keeping yourself safe. </p> <ul> <li>Conforms to EN 397</li> <li>Colour: yellow</li> <li>Each</li> </ul> | 9.69 | EA | FVRATE0 | 1
Site Maintenance | B8R08902 | Stirflow Remote Control Tower Fan | <ul> <li>Stirflow tower fan with remote control</li> <li>3 speed settings</li> <li>75° oscillating feature for maximum air distribution</li> <li>30minute - 7.5 hours timer</li> <li>Cover on top panel</li> <li>Freestanding and portable</li> <li>Height 800mm</li> <li>Each</li> </ul> | 58.99 | EA | FVRATE20 | 1
Site Maintenance | B8R08910 | Portable Air Conditioner | <ul> <li>Portable air conditioner</li> <li>Cooling capacity 9,000 Btu/hr (2600W)</li> <li>Adjustable fan speeds for rapid cooling or minimum noise</li> <li>Oscillating air vanes for dissipation of cold air</li> <li>High efficiency air filters to remove odours or particles</li> <li>Digital display</li> <li>Works best in up to 20sq.mtrs maximum room size</li> <li>Supplied with window vent kit</li> <li>H753 x W352 x D378mm</li> <li>Each</li> </ul> <p><strong>Customer Notice: This product can not be used in a windowless room.</strong></p> | 502.89 | EA | FVRATE20 | 1
Site Maintenance | B8R08911 | Stirflow Tower Fan | <ul> <li>Stirflow tower fan with 3 speed settings</li> <li>75° oscillating feature for maximum air distribution</li> <li>120 minute timer</li> <li>Height 800mm</li> <li>Freestanding and portable</li> <li>Cover on top panel</li> <li>Each</li> </ul> | 53.99 | EA | FVRATE20 | 1
Site Maintenance | B8R08913 | Duracell Procell Aa Batteries | <p>Procell is a premium professional battery brand, exclusively serving the professional market in order to guarantee products and services specifically designed for professional usage. Typical applications include remote controls, wireless mouse/keyboard, clocks and torches.</p> <ul> <li>Longer lasting and consistent performance in professional devices</li> <li>Alkaline</li> <li>Pack of 10</li> <li>Size: AA</li> <li>Reliable Performance</li> <li>Excellent resistance to corrosion</li> <li>Designed to meet all major quality, safety and environmental standards.</li> </ul> <p>Scroll through to the secondary image for a full breakdown on low drain/high drain devices and which battery is the most effective.</p> | 5.49 | P10 | FVRATE20 | 1
Site Maintenance | B8R08914 | Duracell Procell Aaa Batteries | <p>Procell is a premium professional battery brand, exclusively serving the professional market in order to guarantee products and services specifically designed for professional usage. Typical applications include remote controls, sensors, security keypads and wireless mouse.</p> <ul> <li>Longer lasting and consistent performance in professional devices</li> <li>Alkaline</li> <li>Pack of 10</li> <li>Reliable Performance</li> <li>Excellent resistance to corrosion</li> <li>Designed to meet all major quality, safety and environmental standards.</li> <li>Size: AAA</li> </ul> <p>Scroll through to the secondary image for a full breakdown on low drain/high drain devices and which battery is the most effective.</p> | 5.99 | P10 | FVRATE20 | 1
Site Maintenance | B8R08916 | Fluorescent Tube Starter St111 P25 | <p>Designed for the reliable operation of fluorescent tubes.</p> <ul> <li>Suitable for 4W to 80W single tubes</li> <li>2 pin</li> <li>Pack of 25&nbsp;</li> </ul> | 16.99 | PK | FVRATE20 | 1
Site Maintenance | B8R08953 | Sign Fire Exit Right Arrow Rigid Pvc | <ul> <li>Safety Signs designs shown comply with the relevant UK and EU legislation</li> <li>Rigid PVC</li> <li>150 x 450mm</li> <li>Direct Delivery</li> <li>Each</li> </ul> | 9.69 | EA | FVRATE20 | 1
Site Maintenance | B8R08955 | Sign Fire Exit Left Arrow Rigid Pvc | <ul> <li>Safety Signs designs shown comply with the relevant UK and EU legislation</li> <li>Rigid PVC</li> <li>150 x 450mm</li> <li>Direct Delivery</li> <li>Each</li> </ul> | 9.69 | EA | FVRATE20 | 1
Site Maintenance | B8R08957 | Sign Fire Exit Down Arrow Rigid Pvc | <ul> <li>Safety Signs designs shown comply with the relevant UK and EU legislation</li> <li>Rigid PVC</li> <li>150 x 450mm</li> <li>Direct Delivery</li> <li>Each</li> </ul> | 9.69 | EA | FVRATE20 | 1
Site Maintenance | B8R08959 | Sign Fire Exit Left Self Adhesive | <ul> <li>Safety Signs designs shown comply with the relevant UK and EU legislation</li> <li>150 x 300mm</li> <li>Self- adhesive vinyl</li> <li>Direct Delivery</li> <li>Each</li> </ul> | 6.49 | EA | FVRATE20 | 1
Site Maintenance | B8R08961 | Sign First Aid Self Adhesive | <ul> <li>Safety Signs designs shown comply with the relevant UK and EU legislation</li> <li>210 x 148mm</li> <li>Self- adhesive vinyl</li> <li>Direct Delivery</li> <li>Each</li> </ul> | 4.29 | EA | FVRATE20 | 1
Site Maintenance | B8R08962 | Sign Push Bar To Open Self Adhesive | <ul> <li>Safety Signs designs shown comply with the relevant UK and EU legislation</li> <li>75 x 600mm</li> <li>Self- adhesive vinyl</li> <li>Direct Delivery</li> <li>Each</li> </ul> | 6.49 | EA | FVRATE20 | 1
Site Maintenance | B8R08963 | Sign Fire Action Self Adhesive | <ul> <li>Safety Signs designs shown comply with the relevant UK and EU legislation</li> <li>Fire Action safety sign</li> <li>210 x 148mm</li> <li>Self- adhesive vinyl</li> <li>Direct Delivery</li> <li>Each</li> </ul> | 4.29 | EA | FVRATE20 | 1
Site Maintenance | B8R08964 | Sign Fire Action Rigid Pvc | <ul> <li>Safety Signs designs shown comply with the relevant UK and EU legislation</li> <li>Rigid PVC</li> <li>210 x 148mm</li> <li>Direct Delivery</li> <li>Each</li> </ul> | 6.49 | EA | FVRATE20 | 1
Site Maintenance | B8R08965 | Sign Fire Door Keep Shut Self Adhesive | <ul> <li>Safety Signs designs shown comply with the relevant UK and EU legislation</li> <li>100 x 75mm</li> <li>Self- adhesive vinyl</li> <li>Direct Delivery</li> <li>Each</li> </ul> | 2.19 | EA | FVRATE20 | 1
Site Maintenance | B8R08966 | Sign Wash Your Hands Self Adhesive | <ul> <li>Safety Signs designs shown comply with the relevant UK and EU legislation</li> <li>210 x 148mm</li> <li>Self- adhesive vinyl</li> <li>Direct Delivery</li> <li>Each</li> </ul> | 4.29 | EA | FVRATE20 | 1
Site Maintenance | B8R08968 | Sign Slider Vacant-engaged | <ul> <li>Vacant/Engaged slider signs, ideal for changing requirements, have a slider to show which circumstance applies at any given moment and a black anodised aluminium frame with self-adhesive back for easy fixing</li> <li>50 x 200mm</li> <li>Each</li> </ul> | 30.49 | EA | FVRATE20 | 1
Site Maintenance | B8R08970 | Sign Slider Knock-dont Disturb | <ul> <li>Slider signs, ideal for changing requirements, have a slider to show which circumstance applies at any given moment and a black anodised aluminium frame with self-adhesive back for easy fixing</li> <li>"Please Knock and Enter" and "Do Not Disturb" Slider Sign</li> <li>50 x 200mm</li> <li>Each</li> </ul> | 32.69 | EA | FVRATE20 | 1
Site Maintenance | B8R08971 | Sign Fire Assembly Point Rigid Pvc | <ul> <li>Safety Signs designs shown comply with the relevant UK and EU legislation</li> <li>Rigid PVC</li> <li>"Fire Assembly Point" sign</li> <li>450 x 600mm</li> <li>Direct Delivery</li> <li>Each</li> </ul> | 25.19 | EA | FVRATE20 | 1
Site Maintenance | B8R08974 | Sign Fire Blanket Self Adhesive | <ul> <li>Safety Signs designs shown comply with the relevant UK and EU legislation</li> <li>Fire Blanket safety sign</li> <li>280 x 90mm</li> <li>Self- adhesive vinyl</li> <li>Direct Delivery</li> <li>Each</li> </ul> | 3.19 | EA | FVRATE20 | 1
Site Maintenance | B8R08979 | Sign Fire Exit Keep Clear Rigid Pvc | <ul> <li>Safety Signs designs shown comply with the relevant UK and EU legislation</li> <li>Rigid PVC</li> <li>"Fire Exit Keep Clear" sign</li> <li>150 x 450mm</li> <li>Direct Delivery</li> <li>Each</li> </ul> | 9.69 | EA | FVRATE20 | 1
Site Maintenance | B8R08982 | Aff Foam Fire Estinguisher Sign | <ul> <li>Safety Signs designs shown comply with the relevant UK and EU legislation</li> <li>Foam fire extinguisher sign</li> <li>280 x 190mm</li> <li>Self- adhesive vinyl</li> <li>Direct Delivery</li> <li>Each</li> </ul> | 3.19 | EA | FVRATE20 | 1
Site Maintenance | B8R08983 | Co2 Fire Extinguisher Sign | <ul> <li>Designs shown comply with the relevant UK and EU legislation</li> <li>CO2 fire extinguisher safety Sign</li> <li>280 x 190mm</li> <li>Self- adhesive vinyl</li> <li>Direct Delivery</li> <li>Each</li> </ul> | 3.19 | EA | FVRATE20 | 1
Site Maintenance | B8R08984 | Sign Drinking Water Self Adhesive | <ul> <li>Safety Signs designs shown comply with the relevant UK and EU legislation</li> <li>210 x 148mm</li> <li>Self- adhesive vinyl</li> <li>Direct Delivery</li> <li>Each</li> </ul> | 4.29 | EA | FVRATE20 | 1
Site Maintenance | B8R08985 | Safe Manual Handling Poster 590x420mm | <ul> <li>First Aid & Safety Posters</li> <li>Highly visible, effective guidance for dealing with a variety of health and safety situations</li> <li>Clear graphics and easy to read text</li> <li>Laminated for durability</li> <li>590 x 420mm</li> <li>Each</li> </ul> | 15.99 | EA | FVRATE20 | 1
Site Maintenance | B8R08989 | Sign No Mobiles Self Adhesive | <ul> <li>Safety Signs designs shown comply with the relevant UK and EU legislation</li> <li>210 x 148mm</li> <li>Self- adhesive vinyl</li> <li>Direct Delivery</li> <li>Each</li> </ul> | 4.29 | EA | FVRATE20 | 1
Site Maintenance | B8R08994 | Sign No Smoking Self Adhesive | <ul> <li>Safety Signs designs shown comply with the relevant UK and EU legislation</li> <li>210 x 148mm</li> <li>Self- adhesive vinyl</li> <li>Direct Delivery</li> <li>Each</li> </ul> | 4.29 | EA | FVRATE20 | 1
Site Maintenance | B8R09012 | Cossh Poster | <p>The&nbsp;<b>COSHH (Control of Substances Hazardous to Health) Poster</b> ensures your employees are familiar with the Control of Substances Hazardous to Health regulations and are able to work in a safe manner with chemicals, biological agents and other hazardous materials. Full colour illustrations, user-friendly text and clear, concise instructions provide guidance to employees on the following topics:</p> <ul> <li>Is it&nbsp;<strong>COSHH</strong> or not?</li> <li>Assessing the risks in the workplace</li> <li>Developing procedures - deciding on what precautions to take</li> <li>Implementing control measures - using control measures and maintaining control measures</li> <li>Monitoring exposure</li> <li>Carrying out health surveillance</li> <li>Inform, instruct &amp; train - ensuring employees are properly informed, supervised and trained</li> <li>Prepare plans and procedures - to deal with accidents, incidents and emergencies</li> <li>Useful advice regarding the Control of Substances Hazardous to Health (COSHH)</li> </ul> | 17.19 | EA | FVRATE20 | 1
Site Maintenance | B8R09022 | Very Hot Water - 70 X 50mm Sa Vinyl | <ul> <li>Self adhesive vinyl safety sign warning of hot water</li> <li>Yellow and black design to be clearly visible</li> <li>70 x 50mm </li> </ul> | 2.69 | EA | FVRATE20 | 1
Site Maintenance | B8R09032 | Tri Grip Cleated Mat 89x150cm Blue | <ul> <li>Waterhog Tri-Grip mats protect your expensive carpet or floor coverings in high traffic areas such as front of receptions, lifts or corridors</li> <li>Traps dirt and moisture to avoid them being tracked onto surrounding floors</li> <li>Gripper back for carpeted floors to keep the mats in place</li> <li>Approximately 890mm x 1.5m</li> <li>Cleated backing for carpets</li> <li>Blue</li> <li>Each</li> </ul> | 106.99 | EA | FVRATE20 | 1
Site Maintenance | B8R09033 | Tri Grip Cleated Mat 89x150cm Charcoal | <ul> <li>Waterhog Tri-Grip mats protect your expensive carpet or floor coverings in high traffic areas such as front of receptions, lifts or corridors</li> <li>They trap dirt and moisture to avoid them being tracked onto surrounding floors</li> <li>Gripper back for carpeted floors to keep the mats in place</li> <li>Approximately 890mm x 1.5m</li> <li>Cleated backing for carpets</li> <li>Charcoal</li> <li>Each</li> </ul> | 106.99 | EA | FVRATE20 | 1
Site Maintenance | B8R09034 | Tri Grip Cleated Mat 114x175cm Blue | <ul> <li>Waterhog Tri-Grip mats protect your expensive carpet or floor coverings in high traffic areas such as front of receptions, lifts or corridors</li> <li>Traps dirt and moisture and avoid them being tracked onto surrounding floors</li> <li>Gripper back for carpeted floors to keep the mats in place</li> <li>Approximately 1.14 x 1.75m</li> <li>Cleated backing for carpets</li> <li>Blue</li> <li>Each</li> </ul> | 160.49 | EA | FVRATE20 | 1
Site Maintenance | B8R09035 | Tri Grip Cleated Mat 114x175cm Charcoal | <ul> <li>Waterhog Tri-Grip mats protect your expensive carpet or floor coverings in high traffic areas such as front of receptions, lifts or corridors</li> <li>Traps dirt and moisture to avoid them being tracked onto surrounding floors</li> <li>Gripper back for carpeted floors to keep the mats in place</li> <li>Approximately 1.14 x 1.75m</li> <li>Cleated backing for carpets</li> <li>Charcoal</li> <li>Each</li> </ul> | 160.49 | EA | FVRATE20 | 1
Site Maintenance | B8R09036 | Vynaplush Mat 91x150cm Blue-black P2 | <p>Budget doormat offering all-round performance to prevent slips and trips. Made from100% polypropylene fibres provide effective 'scraping' surface. Slip and stain-resistant PVC backing to keep your mat securely in place. </p> <ul> <li>Vynaplush mat</li> <li>910mm x 1.5m</li> <li>Black/steel</li> <li>Pack of 2</li> </ul> | 82.69 | PK | FVRATE20 | 1
Site Maintenance | B8R09038 | Vynaplush Mat 130x180cm Blue-black | <p>Budget doormat offering all-round performance to prevent slips and trips. This mat is 100% polypropylene and has slip and stain-resistant PVC backing to keep your mat securely in place. </p> <ul> <li>1.3m x 1.8m</li> <li>Blue/black</li> <li>Each</li> </ul> <p> </p> | 71.69 | EA | FVRATE20 | 1
Site Maintenance | B8R09039 | Vynaplush Mat 130x180cm Red-black | <p>Budget doormat offering all-round performance to prevent slips and trips. This mat is 100% polypropylene. It has slip and stain-resistant PVC backing to keep your mat securely in place. </p> <ul> <li>1.3m x 1.8m</li> <li>Red/black</li> <li>Each</li> </ul> | 71.69 | EA | FVRATE20 | 1
Site Maintenance | B8R09049 | Waterhog Classic Mat 89x120cm Blue | <ul> <li>Established as the toughest mats in the industry, these high quality entrance mats are designed to cope with the heavy traffic areas in schools</li> <li>The bi-level construction means that dirt and water fall to the lower level of the mat where it cannot be tracked off further into the building</li> <li>Sizes stated below are approximate</li> <li>Upper surface of mat scrapes and wipes footwear</li> <li>Crushproof rubber re-enforced nubs</li> <li>Anti-static stain resistant fabric won't fade or rot</li> <li>Cleated rubber backing to help prevent carpet creep</li> <li>Dirt and water fall to the lower level where it cannot be tracked off</li> <li>89 x 120cm</li> <li>Blue</li> <li>Each</li> </ul> | 112.39 | EA | FVRATE20 | 1
Site Maintenance | B8R09050 | Waterhog Classic Mat 89x120cm Charcoal | <ul> <li>Established as the toughest mats in the industry, these high quality entrance mats are designed to cope with the heavy traffic areas in schools</li> <li>The bi-level construction means that dirt and water fall to the lower level of the mat where it cannot be tracked off further into the building</li> <li>Sizes stated below are approximate</li> <li>Upper surface of mat scrapes and wipes footwear</li> <li>Crushproof rubber re-enforced nubs</li> <li>Anti-static stain resistant fabric won't fade or rot</li> <li>Cleated rubber backing to help prevent carpet creep</li> <li>Dirt and water fall to the lower level where it cannot be tracked off</li> <li>89 x 120cm</li> <li>Charcoal</li> <li>Each</li> </ul> | 112.39 | EA | FVRATE20 | 1
Site Maintenance | B8R09051 | Waterhog Classic Mat 89x120cm Red | <ul> <li>Established as the toughest mats in the industry, these high quality entrance mats are designed to cope with the heavy traffic areas in schools</li> <li>The bi-level construction means that dirt and water fall to the lower level of the mat where it cannot be tracked off further into the building</li> <li>Sizes stated below are approximate</li> <li>Upper surface of mat scrapes and wipes footwear</li> <li>Crushproof rubber re-enforced nubs</li> <li>Anti-static stain resistant fabric won't fade or rot</li> <li>Cleated rubber backing to help prevent carpet creep</li> <li>Dirt and water fall to the lower level where it cannot be tracked off</li> <li>89 x 120cm</li> <li>Red</li> <li>Each</li> </ul> | 112.39 | EA | FVRATE20 | 1
Site Maintenance | B8R09053 | Tri Grip Flat Back Mat 89x150cm Charcoal | <p>Waterhog Tri-Grip mats protect your floors in high traffic areas such as front of receptions, lifts or corridors. They trap dirt and moisture and avoid them being tracked onto surrounding floors. </p> <ul> <li>Flat back for hard floors</li> <li>890mm x 1.5m approx.</li> <li>Charcoal</li> <li>Each</li> </ul> | 106.99 | EA | FVRATE20 | 1
Site Maintenance | B8R09054 | Tri Grip Flat Back Mat 114x175cm Blue | <p>Waterhog Tri-Grip mats protect your floors in high traffic areas such as front of receptions, lifts or corridors. They trap dirt and moisture and avoid them being tracked onto surrounding floors. </p> <ul> <li>Flat back for hard floors</li> <li>1.14 x 1.75m approx.</li> <li>Blue</li> <li>Each</li> </ul> | 160.49 | EA | FVRATE20 | 1
Site Maintenance | B8R09057 | Fingertip Mat 0.9m X 1.8m | <p>The natural rubber flexible "fingers" scrape and trap dirt from shoes. This mat has safety bevelled edge for trip prevention and slip resistant base which holds the mat in position. </p> <ul> <li>Easy to clean - simply shake out or hose down</li> <li>Ideal for all weather conditions</li> <li>Height 16mm</li> <li>0.9m x 1.8m</li> <li>Black</li> <li>Each</li> </ul> | 71.69 | EA | FVRATE20 | 1
Site Maintenance | B8R09058 | Tri Grip Cleated Mat 61x89cm Blue | <p>Waterhog Tri-Grip mats protect your expensive carpet or floor coverings in high traffic areas such as front of receptions, lifts or corridors. They trap dirt and moisture and avoid them being tracked onto surrounding floors </p> <ul> <li>Gripper back for carpeted floors to keep the mats in place</li> <li>61 x 89cm approx.</li> <li>Cleated backing for carpets</li> <li>Blue</li> <li>Each</li> </ul> | 53.49 | EA | FVRATE20 | 1
Site Maintenance | B8R09059 | Tri Grip Cleated Mat 61x89cm Charcoal | <p>Waterhog Tri-Grip mats protect your expensive carpet or floor coverings in high traffic areas such as front of receptions, lifts or corridors. They trap dirt and moisture and avoid them being tracked onto surrounding floors. </p> <ul> <li>Gripper back for carpeted floors to keep the mats in place</li> <li>61 x 89cm</li> <li>Cleated backing for carpets</li> <li>Charcoal</li> <li>Each</li> </ul> | 53.49 | EA | FVRATE20 | 1
Site Maintenance | B8R09060 | Tri Grip Flat Back Mat 61x89cm Blue | <p>Waterhog Tri-Grip mats protect your floors in high traffic areas such as front of receptions, lifts or corridors. They trap dirt and moisture and avoid them being tracked onto surrounding floors. </p> <ul> <li>Flat back for hard floors</li> <li>61 x 89cm approx.</li> <li>Blue</li> <li>Each</li> </ul> | 53.49 | EA | FVRATE20 | 1
Site Maintenance | B8R09061 | Vynaplush Mat 91x150cm Black-steel P2 | <p>Budget doormat offering all-round performance to prevent slips and trips. Made from100% polypropylene fibres provide effective 'scraping' surface. Slip and stain-resistant PVC backing to keep your mat securely in place. </p> <ul> <li>Vynaplush mat</li> <li>910mm x 1.5m</li> <li>Black/steel</li> <li>Pack of 2</li> </ul> | 86.19 | PK | FVRATE20 | 1
Site Maintenance | B8R09072 | Tri Grip Flat Back Mat 61x89cm Charcoal | <p>Waterhog Tri-Grip mats protect your floors in high traffic areas such as front of receptions, lifts or corridors. They trap dirt and moisture and avoid them being tracked onto surrounding floors. Flat back for hard floors. </p> <ul> <li>61 x 89cm approx.</li> <li>Charcoal</li> <li>Each</li> </ul> | 53.49 | EA | FVRATE20 | 1
Site Maintenance | B8R09073 | Tri Grip Cleated Mat 89x120cm Blue | <p>Waterhog Tri-Grip mats protect your expensive carpet or floor coverings in high traffic areas such as front of receptions, lifts or corridors. They trap dirt and moisture and avoid them being tracked onto surrounding floors. Gripper back for carpeted floors to keep the mats in place. </p> <ul> <li>900 x 1500mm approx.</li> <li>Cleated backing for carpets</li> <li>Blue</li> <li>Each</li> </ul> <p> </p> | 90.99 | EA | FVRATE20 | 1
Site Maintenance | B8R09074 | Tri Grip Cleated Mat 89x120cm Charcoal | <p>Waterhog Tri-Grip mats protect your expensive carpet or floor coverings in high traffic areas such as front of receptions, lifts or corridors. They trap dirt and moisture and avoid them being tracked onto surrounding floors. Gripper back for carpeted floors to keep the mats in place. </p> <ul> <li>0.89 x 1.2m approx.</li> <li>Cleated backing for carpets</li> <li>Charcoal</li> <li>Each</li> </ul> | 90.99 | EA | FVRATE20 | 1
Site Maintenance | B8R09075 | Tri Grip Flat Back Mat 89x120cm Blue | <p>Waterhog Tri-Grip mats protect your floors in high traffic areas such as front of receptions, lifts or corridors. They trap dirt and moisture and avoid them being tracked onto surrounding floors. Flat back for hard floors. </p> <ul> <li>0.89 x 1.2m approx.</li> <li>Blue</li> <li>Each</li> </ul> | 90.99 | EA | FVRATE20 | 1
Site Maintenance | B8R09076 | Tri Grip Flat Back Mat 89x120cm Charcoal | <p>Waterhog Tri-Grip mats protect your floors in high traffic areas such as front of receptions, lifts or corridors. They trap dirt and moisture and avoid them being tracked onto surrounding floors. Flat back for hard floors. </p> <ul> <li>0.89 x 1.2m approx.</li> <li>Charcoal</li> <li>Each</li> </ul> | 85.59 | EA | FVRATE20 | 1
Site Maintenance | B8R09093 | Toughrib Mat Charcoal 0.6m X 0.9m | <p>Heavy-duty yet lightweight doormat with polypropylene fibres which effectively scrape dirt and moisture through its ribbed carpet surface channels.</p> <ul> <li>Non-staining, slip-resistant PVC backing</li> <li>Flammability rating Euroclass EN 13501-1</li> <li>Washable</li> <li>600mm x 0.9m</li> <li>Charcoal</li> <li>Each</li> </ul> | 33.09 | EA | FVRATE20 | 1
Site Maintenance | B8R09094 | Toughrib Mat Charcoal 0.9m X 1.5m | <p>Heavy-duty yet lightweight doormat with polypropylene fibres which effectively scrape dirt and moisture through its ribbed carpet surface channels.</p> <ul> <li>Non-staining, slip-resistant PVC backing</li> <li>Flammability rating Euroclass EN 13501-1</li> <li>Washable</li> <li>900mm x 1.5m</li> <li>Charcoal</li> <li>Each</li> </ul> | 55.09 | EA | FVRATE20 | 1
Site Maintenance | B8R09095 | Toughrib Mat Charcoal 0.8m X 1.2m | <p>Heavy-duty yet lightweight doormat with polypropylene fibres which effectively scrape dirt and moisture through its ribbed carpet surface channels.</p> <ul> <li>Non-staining, slip-resistant PVC backing</li> <li>Flammability rating Euroclass EN 13501-1</li> <li>Washable</li> <li>800mm x 1.2m</li> <li>Charcoal</li> <li>Each</li> </ul> | 47.39 | EA | FVRATE20 | 1
Site Maintenance | B8R09096 | Toughrib Mat Grey 0.6m X 0.9m | <p>Heavy-duty yet lightweight doormat with polypropylene fibres which effectively scrape dirt and moisture through its ribbed carpet surface channels.</p> <ul> <li>Non-staining, slip-resistant PVC backing</li> <li>Flammability rating Euroclass EN 13501-1</li> <li>Washable</li> <li>600mm x 0.9m</li> <li>Grey</li> <li>Each</li> </ul> | 33.09 | EA | FVRATE20 | 1
Site Maintenance | B8R09097 | Toughrib Mat Grey 0.9m X 1.5m | <p>Heavy-duty yet lightweight doormat with polypropylene fibres which effectively scrape dirt and moisture through its ribbed carpet surface channels.</p> <ul> <li>Non-staining, slip-resistant PVC backing</li> <li>Flammability rating Euroclass EN 13501-1</li> <li>Washable</li> <li>900mm x 1.5m</li> <li>Grey</li> <li>Each</li> </ul> | 55.09 | EA | FVRATE20 | 1
Site Maintenance | B8R09103 | Numatic James Jvp180 Vacuum Cleaner | <ul> <li>8 litre gross capacity dry tub vacuum cleaner with unique design top for tool and cable storage</li> <li>Performance Ratings - A Energy, D Carpet, C Hard Floor, C Filtration</li> <li>620W motor</li> <li>27.9kW/pa</li> <li>Noise rating 72dB</li> <li>Weight 6.0kg</li> <li>High filtration Hepaflo dust bags available in packs of 10</li> </ul> | 162.49 | EA | FVRATE20 | 1
Site Maintenance | B8R09107 | Paper Dust Bags Pk10 Nvm 3ah | <ul> <li>High filtration Hepaflo dust bags for use with Numatic wet or dry vacuum cleaner WV470-2</li> <li>Pack of 10</li> </ul> | 19.29 | PK | FVRATE20 | 1
Site Maintenance | B8R09124 | Numatic Henry Xtra Hvx200-22 Vacuum | <ul> <li>9 litre gross capacity dry tub vacuum cleaner</li> <li>Performance Ratings - A Energy, C Carpet, C Hard Floor, C Filtration</li> <li>Power Rating 25.2kw/pa</li> <li>Noise Rating 72dB&nbsp;</li> <li>620W motor</li> <li>Complete with power brush for hard to vacuum surfaces</li> <li>Weight (Ready to Use) 8kg</li> <li>High filtration Hepaflo dust bags available in packs of 10</li> </ul> | 233.99 | EA | FVRATE20 | 1
Site Maintenance | B8R09139 | Dustbags Nvm3 Bh 604017 Pk 10 | <p>New high filtration NVM 3BH&nbsp;Hepaflo dust bags for use with Numatic vacuum cleaner NVDQ570-22</p> <ul> <li>Pack of 10</li> </ul> | 21.39 | PK | FVRATE20 | 1
Site Maintenance | B8R09140 | Dust Bags Nvm2bh 604016 Pk10 | <ul> <li>New high filtration Hepaflo dust bags for use with Numatic vacuum cleaners: PSP370, GVE370-2 and HZQ370-2</li> <li>Pack of 10</li> </ul> | 16.99 | PK | FVRATE20 | 1
Site Maintenance | B8R09148 | Taski Evo 300 Vacuum Cleaner | <ul> <li>Professional and ultra efficient mains powered upright vacuum cleaner</li> <li>Designed to be ultra reliable with versatility and convenience</li> <li>Features a powerful vacuum motor with protection from the bypass airflow valve provides highly efficient performance </li> <li>Flat-to-the-floor profile allows cleaning under furniture</li> <li>Easy-change mains cable provides a large cleaning radius.</li> <li>Utilises high performance S-class filtration including a three layer filter bag and double size electrostatic exhaust filter to give significantly improved air quality during and after vacuum operation</li> <li>Fitted with an integrated telescopic hose and tube with an 8 foot reach </li> <li>Complete with on-board tools</li> <li>Working Width: 300mm (12")</li> <li>Dust Bag Capacity: 5 Litres</li> <li>Sound Pressure Level: 76 db (A)</li> <li>Consumption: 1000 W</li> <li>Height:1300mm</li> <li>Weight: 8.9kg</li> </ul> | 511.79 | EA | FVRATE20 | 1
Site Maintenance | B8R09158 | Henry 332 Loline Rotary Machine | <ul> <li>Rotary Floor Cleaning Machine in famous Henry colours</li> <li>200rpm, 330mm floor machine for stripping, scrubbing, polishing or rotary carpet cleaning</li> <li>Low profile 18kg machine which meets the demand for a lighter more compact machine without loss of performance</li> <li>Unique universal filling system adds further to operator convenience</li> <li>1 year warranty</li> <li>Scrubbing brush, polishing brush and solution tank not included&nbsp;</li> </ul> | 799.99 | EA | FVRATE20 | 1
Site Maintenance | B8R09176 | Long Arm Mechanical Gripper 80cm 32in | <p>A good quality aluminium gripper with trigger action hand grip. Curved claw makes it ideal for picking up bottles, cans and more awkwardly shaped waste.</p> <ul> <li>Length: 800mm</li> <li>Weight: 370g</li> <li>Eliminates tiring bending and reaching</li> <li>Secure gripping action eliminates hand contact with refuse</li> <li>Picks up objects ranging from a matchstick to a drinks can, including irregular shapes and broken glass</li> </ul> | 20.49 | EA | FVRATE20 | 1
Site Maintenance | B8R09189 | Padlock No11 Galvanised 2.5 Inch | <p>Traditional "Old English" Padlock fitted with brass Bush & Slide keyhole cover. Keys sold separately. Galvanised to prevent rusting. </p> | 22.69 | EA | FVRATE20 | 1
Site Maintenance | B8R09190 | Padlock No14 Yellow 2.5 Inch | <p>Traditional "Old English" Padlock fitted with brass Bush & Slide keyhole cover. Keys sold separately. Yellow. Each. </p> | 22.69 | EA | FVRATE20 | 1
Site Maintenance | B8R09194 | Fb 2 Inch Padlock And 1 Key | <p>51mm Steel Zinc Plated 'Old English' Padlock keyed alike to FB1 key. Supplied with 1 x FB1 Key </p> <ul> <li>Traditional "Old English" Padlock fitted with steel swing bar keyhole cover</li> <li>All brass internal parts</li> <li>Steel shackle</li> </ul> | 14.79 | EA | FVRATE20 | 1
Site Maintenance | B8R09195 | Fb 11 Padlock Key Only | <p>Key for FB No. 11 63mm padlock (sold separately). Each. </p> | 2.89 | EA | FVRATE20 | 1
Site Maintenance | B8R09196 | Fb 14 Padlock Key Only | <p>Key for FB No.14 63mm (2&frac12;in) Padlock (sold separately). Each</p> | 2.89 | EA | FVRATE20 | 1
Site Maintenance | B8R09205 | Heavy Duty Folding Flatbed Trolley | <ul> <li>Heavy duty trolley with folding flatbed</li> <li>Load capacity: 300kg</li> <li>Dimensions: W608 x D907 x H870mm</li> <li>Folded height: 285mm</li> <li>Fitted with 125mm diameter non-marking wheels and castors</li> <li>Each</li> </ul> | 154.49 | EA | FVRATE20 | 1
Site Maintenance | B8R09206 | Folding Foot Stairclimber Trolley | <ul> <li>Sack truck designed to move items up stairs and over pavements</li> <li>Capacity:120kg</li> <li>Dimensions: W605 x D765 x H1150mm</li> <li>Folding foot toe plate size: W365 x D365mm</li> <li>Blue epoxy powder coated frame fitted with 160mm diameter rubber cushion Tri-Star wheels</li> <li>Each</li> </ul> <p>Please note - This item is not available for Ireland or Scottish highlands, UK mainland delivery only.</p> | 139.09 | EA | FVRATE20 | 1
Site Maintenance | B8R09207 | P Handle Sack Truck | <ul> <li>Sack truck</li> <li>Load Capacity: 200kg</li> <li>Dimensions: W540 x D475 x H1310mm</li> <li>Toe plate size: W350 x D220mm</li> <li>Red powder coated fitted with 260mm diameter pneumatic wheels</li> <li>Each</li> </ul> <p>Only available to mainland UK.</p> | 92.39 | EA | FVRATE20 | 1
Site Maintenance | B8R09208 | 2 Tier Shelf Trolley | <ul> <li>2 Tier trolley</li> <li>Load capacity:120kg</li> <li>Dimensions: W470 x D725 x H950mm</li> <li>Shelf height off ground: 140mm, 680mm</li> <li>Fitted with 100mm diameter non-marking wheels</li> <li>Each</li> </ul> | 181.89 | EA | FVRATE20 | 1
Site Maintenance | B8R09209 | 3 Tier Shelf Trolley | <ul> <li>3 Tier trolley</li> <li>Load capacity:120kg</li> <li>Dimensions: W470 x D725 x H950mm</li> <li>Shelf heights from ground: 140mm, 410mm, 680mm</li> <li>Fitted with 100mm diameter non-marking wheels</li> <li>Each</li> </ul> | 203.29 | EA | FVRATE20 | 1
Site Maintenance | B8R09215 | Surge Protected Extension Lead | <ul> <li>6 gang extension lead with surge protection</li> <li>2M cable length</li> <li>Colour: white</li> <li>Each</li> </ul> | 21.39 | EA | FVRATE20 | 1
Site Maintenance | B8R09226 | 3 Tread Light Duty Platform Step | <ul> <li>Ideal for light duty use</li> <li>Slim design</li> <li>High continuous handrail for ease and comfort in use</li> <li>Deep comfortable treads</li> <li>Strong sturdy platform</li> <li>Conforms with EN131</li> <li>Max load 150kgs</li> <li>Approx. working height 2.2m</li> <li>Platform height 600mm</li> <li>Closed height 1.2m</li> <li>Width 440mm</li> <li>Open depth 690mm</li> <li>Weight 3.5kgs</li> </ul> <p><strong>PLEASE NOTE: This item can only be delivered to mainland UK.&nbsp;</strong></p> | 79.39 | EA | FVRATE20 | 1
Site Maintenance | B8R09232 | Flatbed Trolley 150kg | <ul> <li>Highly manoeuvrable steel trolley suitable for transporting various goods</li> <li>Ideal for indoor or outdoor use</li> <li>Folds flat for compact storage</li> <li>Fitted with non-slip rubber platforms and scuff-resistant corners</li> <li>Fitted with non-marking 100mm wheels(2 x fixed, 2 x swivel)</li> <li>Powder coated steel handles</li> <li>Overall size: W470 x D730 x H810mm; Folded Height: 230mm</li> </ul> | 101.39 | EA | FVRATE20 | 1
Site Maintenance | B8R09233 | Plastic Tray Trolley With 3 Shelves | <ul> <li>Robust tray trolley designed for most environments</li> <li>Specially formed aluminium uprights and ribbed plastic shelves provide strength and stability</li> <li>Hardwearing 100mm castors - 2 lockable</li> <li>3 shelves - dimensions 630 x 424mm</li> <li>Load rating: 150kg</li> <li>Overall Size: W460 x D750 x H980mm</li> <li>Supplied flat packed for self assembly</li> </ul> <p>This product is not available for delivery to Ireland or Scottish highlands.</p> | 209.99 | EA | FVRATE20 | 1
Site Maintenance | B8R09235 | Steel Static Handy Steps - 2 Tread | <ul> <li>Fitted with anti-slip rubber treads for additional safety</li> <li>Welded steel construction with white powder coating</li> <li>Working load 150kg</li> <li>Distance between treads: 180mm</li> <li>Tread size 380 x 260mm</li> <li>Overall size W430 x D655 x H380mm</li> </ul> | 64.19 | EA | FVRATE20 | 1
Site Maintenance | B8R09241 | Regent Hooded Litter Bin Black | <ul> <li>50 litre capacity</li> <li>Polyethylene body</li> <li>Lockable hood</li> <li>Integral galvanised fixing bracket allows fitting to a post or wall mounting</li> <li>Black with gold logo</li> <li>H760 x W440 x D370mm</li> <li>Each</li> </ul> | 134.79 | EA | FVRATE20 | 1
Site Maintenance | B8R09243 | Black Dustbin 90 Litres | <ul> <li>Black polypropylene dustbin with 90 litre capacity </li> <li>Features secure lid to minimise odours and spillages</li> <li>Each</li> </ul> | 24.99 | EA | FVRATE20 | 1
Site Maintenance | B8R09258 | Heritage Lite Hooded Litter Bin Black | <ul> <li>100 litre capacity</li> <li>Polyethylene body</li> <li>2 wide apertures</li> <li>Lockable&nbsp;</li> <li>Plastic liner included</li> <li>Comes with an integral ballast system which can be filled with gravel and an optional ground fixing facility</li> <li>H1072 x D570mm</li> <li>Black</li> <li>Each</li> </ul> | 303.39 | EA | FVRATE20 | 1
Site Maintenance | B8R09259 | Heritage Lite Hooded Litter Bin Green | <ul> <li>100 litre capacity</li> <li>Polyethylene body</li> <li>2 wide apertures&nbsp;</li> <li>Lockable</li> <li>Plastic liner included</li> <li>Comes with an integral ballast system which can be filled with gravel and an optional ground fixing facility</li> <li>H1072 x D570mm</li> <li>Dark Green</li> <li>Each</li> </ul> | 303.39 | EA | FVRATE20 | 1
Site Maintenance | B8R09260 | Heritage Lite Hooded Litter Bin Burgundy | <ul> <li>100 litre capacity&nbsp;</li> <li>Polyethylene body</li> <li>2 wide apertures</li> <li>Lockable</li> <li>Plastic liner included</li> <li>Comes with an integral ballast system which can be filled with gravel and an optional ground fixing facility</li> <li>H1072 x D570mm</li> <li>Burgundy</li> <li>Each</li> </ul> | 303.39 | EA | FVRATE20 | 1
Site Maintenance | B8R09261 | Heritage Lite Hooded Litter Bin Navy | <ul> <li>100 litre capacity</li> <li>Polyethylene body</li> <li>2 wide apertures</li> <li>Lockable</li> <li>Plastic liner included&nbsp;</li> <li>Comes with an integral ballast system which can be filled with gravel and an optional ground fixing facility</li> <li>H1072 x D570mm</li> <li>Navy</li> <li>Each</li> </ul> | 303.39 | EA | FVRATE20 | 1
Site Maintenance | B8R09264 | Smiley Bin Large 62ltr Red | <ul> <li>Novelty Recycling bins designed to appeal to the younger environmentalist</li> <li>Ideal for use in schools and nurseries</li> <li>Smaller size & funny faces encourage children to feed the recycling bins with recyclable waste</li> <li>Robust yet easy to handle</li> <li>Interchangeable recycling lids</li> <li>Clear visual labels and colour coordinated to lids</li> <li>Wipe clean surface</li> <li>Strong and durable Polyethylene material</li> <li>Black base units made from 100% recycled material</li> <li>Stackable lids & bodies for easy storage when necessary</li> <li>62 litres</li> <li>Height 710 x Diameter 430mm</li> <li>Red</li> <li>Each</li> </ul> | 157.29 | EA | FVRATE20 | 1
Site Maintenance | B8R09279 | Capsule Sackholder 28l White Lid | <ul> <li>New sack holder units from Wybone combine functionality with design</li> <li>Manufactured from a combination of aerospace grade ABS plastic and impact and corrosion resistant plastisol</li> <li>Wall protection system</li> <li>Foot pedal operation</li> <li>Hands-free sack holding frame</li> <li>Integrated castors and handle</li> <li>100% recyclable</li> <li>Anti-bacterial</li> <li>Fire and corrosion resistant</li> <li>Easy to clean 28 litre</li> <li>White lid</li> <li>Each</li> </ul> | 117.69 | EA | FVRATE20 | 1
Site Maintenance | B8R09280 | Capsule Sackholder 42l White Lid | <ul> <li>New sack holder units from Wybone combine functionality with design</li> <li>Manufactured from a combination of aerospace grade ABS plastic and impact and corrosion resistant plastisol</li> <li>Wall protection system</li> <li>Foot pedal operation</li> <li>Hands-free sack holding frame</li> <li>Integrated castors and handle</li> <li>100% recyclable</li> <li>Anti-bacterial</li> <li>Fire and corrosion resistant</li> <li>Easy to clean</li> <li>42 litre</li> <li>White lid</li> <li>Each</li> </ul> | 149.79 | EA | FVRATE20 | 1
Site Maintenance | B8R09299 | 62l Eco Ace Recycling Bin Mixed Green | <ul> <li>Slimline, compact, space saving bins</li> <li>Oval aperture in lid</li> <li>Suitable for indoor use</li> <li>Can be used with or without a waste sack</li> <li>62 Litres capacity</li> <li>Height 662 x Diameter 417mm</li> <li>Aperture Height 225 x Width 290mm</li> <li>Green - Mixed</li> <li>Also available with blue for waste paper</li> </ul> | 159.29 | EA | FVRATE20 | 1
Site Maintenance | B8R09300 | 62l Eco Ace Recycling Bin Paper Blue | <ul> <li>Slimline, compact, space saving bins</li> <li>Oval aperture in lid</li> <li>Suitable for indoor use</li> <li>Can be used with or without a waste sack</li> <li>Also available with green lid for mixed recycling</li> <li>62 litre capacity</li> <li>Height 662 x Diameter 417mm</li> <li>Aperture Height 225 x Width 290mm</li> <li>Blue - Paper</li> </ul> | 148.29 | EA | FVRATE20 | 1
Site Maintenance | B8R09301 | Grit-salt Bin 200 Litre | <p>LINPAC Grit/Salt Bin combines modern styling, generous capacity and functionality. This bin can be stacked up to 5 high manoeuvrability and also includes Forklift &amp; Picker Truck lifting slots for added. There is a double skin perimeter lid for added rigidity and a double skin lip and rim structure to improve load bearing properties. The material is extremely durable with outstanding impact, fracture and shatter resistance properties. It is also resistant to most acids, salts and solvents. The solid body colour is permanently moulded-in, eliminating the need for maintenance painting. Units are wear resistant, scratches and parking nudges are less evident.</p> <ul> <li>775 x 805 x 540mm</li> <li>180&deg;, 60% nest for a stable stack during summer months</li> <li>Manufactured with durability moulded polyethylene</li> <li>Generous 200L capacity</li> <li>Durable pultruded rod hinge</li> <li>Salt Bin is not lockable, optional Hasp &amp; Staple is available to enable a padlock to be fitted. Please contact customer service for more information.</li> </ul> | 247.19 | EA | FVRATE20 | 1
Site Maintenance | B8R09302 | Rapid Ice Melt Granules 10kg | <p>Rapid Ice Melt Granules are the cleanest way of de-icing your workplace, providing 10 times more coverage than de-icing salt.</p> <ul> <li>1 x 10kg bag</li> <li>Active ingredient is Urea</li> <li>Will cover 2000m squared</li> <li>Prevents snow and ice from settling</li> <li>Works down to -15&deg;c</li> <li>Helps guard against re-freezing</li> <li>100% non corrosive and safe to plants &amp; animals</li> </ul> | 37.49 | EA | FVRATE20 | 1
Site Maintenance | B8R09303 | Snow Shovel | <p>Heavy Duty Snow Shovel with Wooden Handle can be used to keep your pathways clear and safe from snow to prevent accidents. The long handle provides easy movement and the plastic blade won't damage the road surface when removing snow. Also suitable for other everyday.</p> <ul> <li>L400 x W420 x H1792mm</li> <li>Polypropylene blade</li> <li>Wooden handle</li> </ul> | 21.39 | EA | FVRATE20 | 1
Site Maintenance | B8R09304 | Fire Safety Poster-590 X 420mm | <p>The&nbsp;<b>Fire Safety Poster</b>&nbsp;ensures your employees have the skills necessary to stay safe in the event of a fire. It contains useful advice for maintaining a healthy working environment complied by qualified health and safety practitioners.</p> <ul> <li>59 x 42cm</li> <li>Easy to follow instructions</li> <li>Full colour illustrations</li> </ul> <p>The Fire Safety Poster contains 6 sections:</p> <p>Minimise the potential for fires, Minimise the dangers to staff, Maintenance of fire precautions, Fire action ,Fire extinguishers &amp; Contacting the emergency services</p> | 17.19 | EA | FVRATE20 | 1
Site Maintenance | B8R09305 | Fire Safety Log Book | <p>Fire Safety Log Book keeps critical fire safety information all in one place with this complete guide to fire safety. </p> <ul> <li>Allows for recording of: Emergency telephone numbers, fire drills, fire alarm & detection systems, emergency escape lightening, fire doors, fire extinguishers & hose reels and staff training</li> <li>Space to record 64 fire drills</li> <li>Includes testing and maintenance guidelines for each section</li> </ul> | 3.19 | EA | FVRATE20 | 1
Site Maintenance | B8R09308 | Fire Co2 Extinguisher 2ltr | <p>CO² Fire Extinguisher is designed for fires involving electrical equipment, CO² is clean and harmless to equipment and machinery. They can be used on fires caused by petrol, diesel, paints and other flammable liquids also. Supplied fully charged and with brackets for easy mounting. </p> <ul> <li>Size: 2kg</li> <li>Fire filled rating: 34B</li> <li>Weight (Nominal): 5.1kg</li> <li>Discharge time: 9 seconds</li> <li>Colour coded handles</li> <li>Fitted with a frost free horn</li> <li>BSEN3 & CE marked </li> <li>5 years warranty included</li> </ul> | 80.29 | EA | FVRATE20 | 1
Site Maintenance | B8R09309 | Fire Aff Foam Extinguisher2ltr | <p>AFF Foam Fire Extinguisher are a fast and powerful means of tackling class A and B fires. The foam forms a highly effective smothering seal over ignited surfaces. Includes durable brass valve with pressure relief device for added safety. Supplied fully charged and with brackets for easy mounting. </p> <ul> <li>Size: 2L</li> <li>Fire filled rating: 5A 34B</li> <li>Weight (Nominal): 4.5kg</li> <li>Discharge time: 14.1 seconds</li> <li>BSEN3 & CE marked </li> <li>5 years warranty included</li> </ul> | 65.29 | EA | FVRATE20 | 1
Hygiene | B8R09313 | Tork Reflex Wiping Paper Plus Blue P6 | <p>Strong, absorbent, and hygienic &ndash; ideal for tough cleaning tasks and efficient hand-drying in busy environments.</p> <p>Wiping paper can easily fall apart, causing cleaning delays. But our two-ply Tork Reflex&trade; Wiping Paper Plus is designed to take on any task that requires strength and absorbency, whether it's quickly drying hands or mopping up liquids. Use it with our single-sheet centrefeed dispenser systems to reduce consumption by up to 37%, saving you money on industrial paper roll. A SmartCore&reg; core removal allows for simple refilling, while a Run Out Indicator helps avoid empty dispensers for efficient cleaning.</p> <ul> <li>6 rolls, 429 sheets each, 2 ply.&nbsp;</li> <li>Roll size: L 150m. W 19.4cm.&nbsp;</li> <li>Sheet length: 34.965cm.&nbsp;</li> <li>Core inner diameter: 5.9cm</li> <li>Compatible with M4 dispensers.&nbsp;</li> </ul> <p>Did you know you can loan this dispenser? Findel offer a Dispenser Loan Scheme to schools and businesses at no extra cost including free measure up and installation. To find out more information, email martyn.craig@essity.com.Terms and Conditions apply.</p> | 40.99 | BOX | FVRATE20 | 1
Hygiene | B8R09319 | Envirological Liquid Hand Soap 2x5l | <ul> <li>Perfumed hand soap</li> <li>Formulated from renewable resources including vegetable derived surfactants, betaines, and glycerine</li> <li>Gentle on hands</li> <li>PH balanced to neutral</li> <li>Biodegradable and contains no phosphates</li> <li>Not tested on animals</li> <li>2 x 5 litres</li> </ul> | 26.79 | PK | FVRATE20 | 1
Hygiene | B8R09320 | Refillable Foam Soap Dispenser | <p>High quality lockable foam soap dispenser that provides a measured dose of product for effective hand cleaning or moisturising.</p> <ul> <li>Made from tough ABS plastic</li> <li>Easy to refill</li> <li>Keyless locking and operating</li> <li>For use with 800ml refill packs</li> <li>Each</li> </ul> | 28.99 | EA | FVRATE20 | 1
Hygiene | B8R09326 | Deb Stokoderm Sun Protect 50 Pure | <ul> <li>Sun Protection Factor of 50 prolongs the skin's natural protection time against the sun's UVB rays by a factor of 50</li> <li>Non greasy after-feel</li> <li>Water Resistant</li> <li>Dye/Colourant-Free</li> <li>Perfume-Free</li> <li>Suitable for face and whole body use</li> <li>Ultra sensitive" formula -Suitable for persons suffering from allergies, sensitive skin and atopic eczema</li> <li>Use with Deb Stokoderm Dispenser</li> <li>1 Litre cartridge.</li> </ul> | 54.99 | L | FVRATE20 | 1
Hygiene | B8R09332 | Tork Reflex Portable Dispenser White | <p>Cleaning on the go requires a portable supply of hand and surface wipes. Our Tork Reflex&trade; Centrefeed Starter Pack ensures paper is always available, thanks to it's sturdy handle that is easy to carry or attach to a trolley. Perfect for hospitality, contract cleaning and other mobile settings, this durable centrefeed dispenser protects rolls from dirt, improving hygiene. Use up to 37% less paper compared to the Tork Centrefeed system with it's cost-effective single-sheet dispensing.&nbsp;</p> <ul> <li>Compatible with Tork M4 Refills.&nbsp;</li> <li>Dimensions: W 23.6cm. H 22.2cm. D 27.8cm.&nbsp;</li> </ul> <p>Did you know you can loan this dispenser? Findel offer a Dispenser Loan Scheme to schools and businesses at no extra cost including free measure up and installation. To find out more information, email martyn.craig@essity.com.Terms and Conditions apply.</p> | 49.79 | EA | FVRATE20 | 1
Hygiene | B8R09334 | Tork Multifold Handtowel Blue 1ply | <p>Introducing the Tork&reg; Universal Multifold H2 Hand Towels, designed to meet basic hygiene needs with efficiency and reliability. These blue, 1-ply towels are ideal for use in educational settings, including schools and nurseries, as well as food preparation areas. Their size (L240 x W213mm) offers ample coverage for drying hands thoroughly.</p> <ul> <li>Compatible with the Tork&reg; Xpress&trade; Multifold Dispenser, ensuring a seamless fit for your existing hygiene setup.</li> <li>Crafted from recycled materials, promoting sustainability and environmental consciousness in your institution.</li> <li>Each sleeve contains 250 towels, and with a case quantity of 12 sleeves, you are well-stocked to handle high-traffic areas.</li> <li>Distinctive blue colour aids in maintaining clear inventory organisation.</li> </ul> <p>Did you know you can loan this dispenser? Findel offer a Dispenser Loan Scheme to schools and businesses at no extra cost including free measure up and installation. To find out more information, email martyn.craig@essity.com.Terms and Conditions apply.</p> | 27.99 | BOX | FVRATE20 | 1
Storage | B8R09344 | Trans Antimicrobial Lid For Antimicrotry | <p>Gratnells award-winning storage trays are BSI tested, fully recyclable and made for heavy educational use. </p><p>These NEW antimicrobial tray lids are compatible with all our NEW antimicrobial trays, they have a BioCote antimicrobial additives are introduced to products during the manufacturing process to provide built-in protection against the effects of microbes. </p><p>The antimicrobial technology has been empirically proven to eliminate up to 99.99% of both Staphylococcus aureus and Escherichia coli after 24 hours, up to 99.95% of these bacteria after 2 hours and up to 80% of these organisms after 15 minutes. The technology is resistant to exposure to commonly used cleaning disinfectants. </p> | 3.6 | EA | FVRATE20 | 1
Cleaning | B8R09345 | Carefree Mop And Shine 2x5l | <p>Combined floor polish and maintainer. Dries to a shine without the use of a rotary floor machine. Use neat as polish or diluted as a maintainer. </p> <ul> <li>Case of 2 x 5 litres</li> </ul> | 48.99 | BOX | FVRATE20 | 1
Cleaning | B8R09384 | Detox Antibacterial Wipes P80 15x17cm | <p>Pack of 80 antibacterial wet wipes, approximately 15 x 17cm.</p> <ul> <li>Resealable packet for freshness</li> <li>Fresh scent</li> <li>pH balanced, paraben-free and alcohol-free formula kills 99.9% bacteria and is certified against EN14476 virucidal</li> <li>Ideal for maintaining the cleanliness and hygiene of many surfaces</li> </ul> | 4.99 | EA | FVRATE20 | 1
Protective Workwear | B8R09385 | Safety Goggles | <p>Safety goggles with polycarbonate lens and PVC frame.</p> <ul> <li>Comfortable and lightweight with indirect vents</li> <li>B - (Medium impact energy) which means they withstand impact with a small object travelling at 120 meters per second&nbsp;</li> </ul> | 8.99 | EA | FVRATE20 | 1
Physics | B8R09403 | Microwave Transmitter | <p>The Microwave Transmitter utilizes a Schottky diode oscillator module feeding a tuned waveguide and horn to give a directional microwave beam. The beam is modulated with a variable frequency audio signal which can be adjusted by the control on the top panel. Power is from a mains plug-top unit (supplied).</p> <p>Additional parts available:</p> <ul> <li>Microwave Receiver Unit: B8R09404</li> <li>Microwave Probe Receiver: B8R09450</li> <li>Microwave Accessories: B8J73480</li> <li>Full Microwave Kit with Accessories: PP053304</li> </ul> | 272.65 | EA | FVRATE20 | 1
Physics | B8R09404 | Microwave Receiever | <p>The Microwave Receiver uses a plate antenna which gives high sensitivity over a broad area. The output is to an internal loudspeaker and power is derived from a mains plug-top unit (supplied). A control allows the user to adjust the sensitivity to cater for different circumstances and distances.</p> <p>Additional parts available:</p> <ul> <li>Microwave Transmitter Unit: B8R09403</li> <li>Microwave Probe Receiver: B8R09450</li> <li>Microwave Accessories: B8J73480</li> <li>Full Microwave Kit with Accessories: PP053304</li> </ul> | 272.65 | EA | FVRATE20 | 1
Primary Science | B8R09414 | Solar System | <p>Learning Resources GeoSafari Motorised Solar System.</p> <p>New and improved design!</p> <p>Encourage children to explore the solar system with this motorised model that rotates and revolves.</p> <p>The pretend sun&rsquo;s bright light and black base creates spectacular results in a darkened room while the unique star dome converts the unit into a planetarium.</p> <p>The sun doubles as a night-light with auto shut off after 20 minutes.</p> <p>The sturdy plastic base of the solar system model indicates the correct placement of the plastic model planets.</p> <p>Requires 4 AA batteries, not included.</p> <p>Includes multilingual guidebook filled with fun facts.</p> <p>Suitable for ages 8+</p> | 39.99 | EA | FVRATE20 | 1
Primary Science | B8R09426 | Simple Machines Pendulum | <p>This wooden pendulum has a strong and sturdy construction ideal for classroom use. It helps teach that pendulums consist of a body fixed at a point; when the body is displaced from that point it oscillates back and forth under the force of gravity. </p> <p>The blue pendulum bob is adjustable so that students can easily and quantitatively study the relationship between the length of the pendulum and the period of the bob. The wooden guide helps students keep the release angle uniform and small. The rigid body allows for movement in only two dimensions keeping students focused on the relationship of length and period without having to worry about other variables. </p> <p>Includes an instruction manual to facilitate student and teacher use of the apparatus. </p> <ul> <li>39cm tall with the wooden pendulum</li> <li>32cm wooden pendulum with adjustable bob.</li> <li>Base is 9cm x 16.5cm</li> </ul> | 22.49 | EA | FVRATE20 | 1
Primary Science | B8R09428 | Simple Machines Motion Converter | <p>This wooden machine easily demonstrates how rotational motion can be converted into the linear motion. Discover how steam engines convert rotational motion into translational motion The durable wooden construction makes this model ideal for classroom use.</p> <p>Ideal for Year 5 - Forces &amp; GCSE PHYSICS - Moments, Levers &amp; Gears</p> <ul> <li>Supplied fully assembled and with manual.</li> <li>Size: 39 x 7 x 15 cm</li> <li>Weight: 1 kg.</li> </ul> | 36.99 | EA | FVRATE20 | 1
Primary Science | B8R09430 | Simple Machines Lever | <p>Levers are in use when a long stiff object, like a post or board, rests on a fulcrum.</p> <p>Study levers and mechanical advantage both qualitatively and quantitatively.</p> <ul> <li>Supplied with manual.</li> <li>Size : 45 x 7 x 13 cm</li> <li>Weight : 350 g</li> </ul> | 23.49 | EA | FVRATE20 | 1
Lab Equipment | B8R09439 | Gratnells Sorted Inserts Set 52 | <p>The Gratnells SortED pack contain 52 pieces. Each pack contains 4 large, 16 medium and 32 small SortED inserts. That&rsquo;s enough to fill four deep trays with a double layer of inserts. These inserts are dishwasher safe.</p> <ul> <li>Pack contains four large plum purple, 16 medium cyan blue and 32 small jolly lime inserts with antimicrobial protection.</li> </ul> | 50.75 | EA | FVRATE20 | 1
Physics | B8R09450 | Probe Receiver | <p>The Microwave Probe Receiver gives a localised, precision receiver which finds particular application in identifying areas of peak and low amplitude in interference, reflection and refraction experiments. There are two controls, one for sensitivity and the other for volume of output to the internal loudspeaker. Power is from a mains plug-top unit. Output can be monitored by a CRO connected to the 4mm sockets for quantitative measurements.</p> <p>Additional parts available:</p> <ul> <li>Microwave Receiver Unit: B8R09404</li> <li>Microwave Transmitter Unit: B8R09403</li> <li>Microwave Accessories: B8J73480</li> <li>Full Microwave Kit with Accessories: PP053304</li> </ul> | 173.25 | EA | FVRATE20 | 1
Appliances | B8R09451 | Yellow Terminal Sockets | <p>Spare yellow terminal sockets for the SpaceSaver style Bench and Ranger Power Units by Unilab.</p> | 4.35 | EA | FVRATE20 | 1
Appliances | B8R09452 | Airone 1000x Ducted Fume Cupboard | <p><em><strong>Please note: this is a 'made to order' item. Once confirmed, the order cannot be cancelled or amended.</strong></em></p> <p>The Airone X is a fixed, ducted fume cupboard with laminated glass side panels, equally suitable for prep room use and chemistry practical work to A level and beyond.&nbsp;&nbsp;</p> <p>The Airone X fume cupboard connects&nbsp;to PVC ducting&nbsp;in which a fan is installed to carry airborne contaminants&nbsp;safely&nbsp;away to an external discharge point. &nbsp;We provide a full turn-key solution,&nbsp;installing&nbsp;an energy efficient fan and&nbsp;duct system if required.</p> <p>The rate of air flow into the fume cupboard&nbsp;needed to ensure safe operation in schools is set by our engineer&nbsp;during commissioning. &nbsp;An integrated air by-pass system ensures this inward air flow&nbsp;remains constant as the laminated glass sash is raised or lowered, and&nbsp;the unit incorporates&nbsp;a&nbsp;low air flow alarm for&nbsp;complete safety.</p> <p>The Airone X ducted fume cupboard has&nbsp;no requirement for ongoing carbon filter replacement, and is&nbsp;suitable for a wide range of chemistries beyond the national curriculum.</p> <p><strong>Features &amp; Benefits:</strong></p> <ul> <li>Epoxy coated mild steel carcass</li> <li>Safety glass side panels</li> <li>Solid grade laminate baffles</li> <li>Counterweights front sliding sash</li> </ul> <p><strong>General Product Information:</strong></p> <ul> <li>Polypropylene spillage tray</li> <li>Profile aluminum aerofoils</li> <li>Stainless steel cill</li> <li>Polypropylene worktop with vulcathene drip cup</li> <li>Remote water service</li> <li>Remote gas services</li> <li>Single electric socket</li> <li>Plain stand</li> </ul> <p><strong>Specifications:</strong></p> <ul> <li>Average inflow: 0.45m/s</li> <li>Minimum working aperture: 200mm high&nbsp;</li> <li>Maximum working aperture: 400mm high</li> <li>Voltage: 230V, 50Hz 1ph</li> <li>Outer Dimensions: (W)1000mm x (D)760mm x (H)2200mm</li> <li>Internal Dimensions: (W)850mm x (D)550mm x (H)1050mm</li> </ul> <p>Tested by CLEAPPS for use in schools.</p> <p>Additional delivery and installation charges will apply outside mainland UK and out of area locations (Postcodes AB, PH, PA, DG, TR, PL, TQ, SA, IV, KW)</p> | 4829.95 | EA | FVRATE20 | 1
Biology | B8R09456 | Hand Dynamometer | <p>Digital and lightweight, the Smedley spring dynamometer offers accurate grip strength readout. It offers 5-preset grip sizes. Auto captures and displays maximum grip force. Assesses results for fast retrieval with up to 19 users.</p> <ul> <li>Weight: 0.36 kg</li> <li>Dimensions: 508mm x 177mm x 228mm</li> </ul> | 120.15 | EA | FVRATE20 | 1
Primary Science | B8R09458 | Magnetic Marbles Tub | <p>Encased within a plastic shell, magnetic marbles are an ideal introduction to the properties of magnets. These plastic cased marbles look like colourful plastic balls, but each one contains a magnet so they stick together, hang together and pull towards and away from each other - as a first introduction to the magical world of magnetism they are great fun.</p> <ul> <li>Excellent for teaching introductions to magnetism.&nbsp;</li> <li>Can be used with wand or horseshoe magnets.</li> <li>Pack of 100.</li> </ul> <p>WARNING! Not Suitable for Children under 3 years due to small parts.</p> <p>This product contains magnets or magnetic components.</p> <p>Magnets can cause serious or fatal injury if swallowed.</p> | 17.99 | EA | FVRATE20 | 1
Biology | B8R09459 | Model Animal Cell | <p>The animal cell is an enlarged model displaying electron microscopic structures.</p> <p>The model displays organelles such as;</p> <ul> <li>Nucleus,</li> <li>Nucleolus,</li> <li>Endoplasmic reticulum,</li> <li>Mitochondria,</li> <li>Ribosomes &amp; respectively polysomes</li> <li>Golgi apparatus.</li> </ul> <p>Mounted on a base for easy display.</p> <ul> <li>Size: (L)250mm x (W)180mm x (H)360mm.</li> </ul> | 127.55 | EA | FVRATE20 | 1
Physics | B8R09461 | Fire Syringe | <p>Using the Fire Syringe, also known as a Fire Piston, to compress air into a smaller volume is a classic example of how rapidly doing work on a gas results in an increase in temperature. </p> <p>Once you have inserted a small piece of combustible cotton fibre into the syringe piston, a quick firm stroke on the piston handle produces a flash in the chamber which burns as long as there is air present. </p> <ul> <li>The Fire Syringe comes with combustible fibre, and 2 replacement O-rings for the piston.</li> </ul> | 34.15 | EA | FVRATE20 | 1
Glassware, Plastics & Ceramics | B8R09462 | Pipette Pasteur - P1000 | <p>Pasteur type Glass Dropping Pipettes.</p> <ul> <li>Material: Soda glass.</li> <li>Length: 150mm approx.</li> <li>Supplied WITHOUT teats.</li> <li>Pack of 1000</li> </ul> | 41.55 | PZA | FVRATE20 | 1
Biology | B8R09464 | Soil Tester | <p>Measure pH, moisture and light with this combination Soil Tester.</p> <p>Triple Scales include:</p> <ul> <li>pH meter: 3.5 - 8</li> <li>Hygrometer: 0 &ndash; 10</li> <li>Lux Meter: 0 &ndash; 2000&nbsp;</li> </ul> <p>Double probe length: &plusmn;170mm</p> | 12.15 | EA | FVRATE20 | 1
Glassware, Plastics & Ceramics | B8R09465 | Glass Pipette | <p>Glass pipette and Polystop Stopper which will fit 30ml and 50ml Polystop Bottles.</p> <ul> <li>Overall Length (including teat): 116mm</li> <li>Length of exposed glass part: 90mm</li> </ul> | 0.69 | EA | FVRATE20 | 1
Physics | B8R09466 | Torsion Study Apparatus | <p>This apparatus is designed to study the simple harmonic motion of a torsional pendulum. It consists of a plate with central hole equipped with two pulleys with ball bearing. A rod with a central cylindrical mass act as the pendulum. With this apparatus one can study the torsional pendulum constant dynamically as well as in the static case. The torsional pendulum is an angular version of a simple harmonic oscillator. Instead of back and forth motion like in the case of a spring, the restoring force is actually a restoring torque, causing the pendulum to rotate backwards to equilibrium.</p> <p>This kit explores the two distinct ways to determine the torsional spring constant of the wire; one that involves a dynamic system, like a regular pendulum swinging back and forth, and the other, a static system, akin to one way of measuring the restoring force of a spring.</p> <p>Kit Includes:</p> <ul> <li>Heavy Duty Base</li> <li>Square Support Rod</li> <li>Plate with Central Hole</li> <li>Hanger Bracket with Graduated Drum</li> <li>Brass Torsion Pendulum</li> <li>2 x Brass Outer Discs</li> <li>8 x 10g Masses</li> <li>2 x Weight Hangers</li> <li>7 x Torsion Lines (various diameters &amp; lengths)</li> <li>Instructional Guide</li> </ul> | 117.19 | EA | FVRATE20 | 1
Lab Equipment | B8R09468 | Cbx 1201 School Balance | <p>Adam CBX 1201 School Balance - 1200g x 0.1g</p> <p>Features:</p> <ul> <li>Solid ABS housing is durable for industrial use</li> <li>External calibration allows for verification and adjustment with weights</li> <li>Vivid, backlit LCD easily visible in any lighting conditions</li> <li>Auto power-off to save energy</li> <li>Simple key operation allows for easy set up and operation</li> <li>Large, grade 304 stainless steel pan allows swift cleaning</li> <li>Level indicator and adjustable feet ensure proper balance setup for optimum weighing results</li> <li>Rechargeable battery included for operation almost anywhere</li> <li>Low-battery indicator alerts users when batteries need replacement</li> <li>Parts counting with pre-set sample sizes</li> <li>Operates with a low voltage USB input providing flexibility for powering the device</li> <li>Durable enough for the classroom, and covered by a 2-year warranty<strong></strong></li> </ul> <p>Specification:</p> <ul> <li>Model: CBX 1201</li> <li>Capacity: 1200g</li> <li>Readability: 0.1g</li> <li>Repeatability: 0.2g</li> <li>Linearity: 0.3g</li> <li>Pan Size: 148mm x 148mm</li> <li>Weighing Units: g, N, lb, oz</li> <li>Calibration: External</li> <li>Display: Backlit LCD with 18mm-high digits</li> <li>Power Supply: Internal rechargeable battery / Power cord</li> <li>Operating Temperature: 0&deg; to 40&deg;C</li> <li>Housing: ABS plastic</li> <li>Overall Dimensions: 155mm x 225mm x 60mm</li> </ul> | 80.79 | EA | FVRATE20 | 1
Lab Equipment | B8R09470 | Cbx 6000 School Balance | <p>Adam&rsquo;s CBX School Balance is the perfect weighing tool for the classroom. Durable, easy to use and offering high accuracy readings on its bright LCD display.</p> <p>Features:</p> <ul> <li>Solid ABS housing stands up to daily classroom use</li> <li>External calibration allows for verification and adjustment with weights</li> <li>Vivid, backlit LCD easily visible in any lighting conditions</li> <li>Auto power-off to save energy</li> <li>Simple key operation allows for easy set up and operation</li> <li>Large, grade 304 stainless steel pan allows swift cleaning</li> <li>Level indicator and adjustable feet ensure proper balance setup for optimum weighing results</li> <li>Rechargeable battery included for operation almost anywhere</li> <li>Low-battery indicator alerts users when batteries need replacement</li> <li>Parts counting with pre-set sample sizes</li> <li>Operates with a low voltage USB input providing flexibility for powering the device</li> <li>Durable enough for the classroom, and covered by a 2-year warranty<strong> </strong></li> </ul> <p>Specification:</p> <ul> <li>Model: CBX 6000</li> <li>Capacity: 6000g</li> <li>Readability: 1g</li> <li>Repeatability: 2g</li> <li>Linearity: 3g</li> <li>Pan Size: 148mm x 148mm</li> <li>Weighing Units: g, N, lb, oz</li> <li>Calibration: External</li> <li>Display: Backlit LCD with 18mm-high digits</li> <li>Power Supply: Internal rechargeable battery / Power cord</li> <li>Operating Temperature: 0&deg; to 40&deg;C</li> <li>Housing: ABS plastic</li> <li>Overall Dimensions: 155mm x 225mm x 60mm</li> </ul> | 68.25 | EA | FVRATE20 | 1
Stationery Accessories | B8R09472 | Treasury Tags 152mm Blue P100 | <ul> <li>Treasury tags are shredder friendly with plastic ends so they will not rust.</li> <li>Packs of 100 blue tags.</li> </ul> | 5.89 | PHA | FVRATE20 | 1
Design & Technology | B8R09473 | 2 Blade Propellers | <p>Packs of 2 blade plastic propellers.</p> <p>Sold in packs of 10. Red.</p> | 7.99 | P10 | FVRATE20 | 1
Design & Technology | B8R09474 | 3 Blade Propellers | <p>Packs of 3 blade plastic propellers. Sold in packs of 10. Black.</p> | 7.99 | P10 | FVRATE20 | 1
Painting & Printing Accessories | B8R09475 | Lino Tool Set Pack 5 | <p>This Lino Tool Set is the perfect starter tool set for lino cutting. </p> <p>Comes complete with; </p> <ul> <li>1 x Lino Cutting Handle with an adjustable chuck to grip cutter blades securely (Overall length approx. 87mm).</li> <li>5 x Lino Cutting Blades in shapes 1-5 (Cutter length approx. 40mm).</li> </ul> <p>Age restricted item, please contact our Customer Service Team to complete your purchase. </p> | 6.49 | P 5 | FVRATE20 | 1
Modelling & Pottery | B8R09476 | Aluminium Mesh Fine | <p>This Fine Aluminium Mesh is supplied with holes approximately 1mm x 2mm in size. It is easy to cut, form and contour, but rigid enough to retain its form once shaped making it ideal for use with many modelling materials, but particularly suitable for use with papier-mache and plaster bandages. </p> <ul> <li>Supplied as a roll with dimensions 3m x 0.5m.</li> </ul> | 17.19 | ROL | FVRATE20 | 1
Design & Technology | B8R09479 | Lego Education Bricq Motion Essential St | <p>The LEGO&reg; Education BricQ Motion Essential set engages primary school students in the exploration of physical science within a sports context. BricQ Motion helps foster an understanding of forces, motion, and interactions by providing easy hands-on learning experiences without the need for technology. Printed building instructions and replacement elements are included for easy classroom management. New numbered tiles facilitate visual math practice, making math more relevant, creative, and fun. This 523-piece set includes four Minifigures and a variety of easy-build elements, like gears, weighted bricks, springs, and more. The color-coded sorting trays ease the building process and make end-of-class cleanup quick and efficient. The new numbered tiles facilitate visual math practice, making math more relevant, creative, and fun. The set also includes replacement elements and two printed building instructions booklets with inspirational ideas to help students, even those who have never built with LEGO bricks before, discover physical science in action.</p> | 134.99 | EA | FVRATE20 | 1
Design & Technology | B8R09480 | Lego Education Bricq Motion Essential Pk | <p>Continue the classroom learning experience wherever your students are with the Personal Learning Kit. A powerful extension of the LEGO Education classroom set, the Personal Learning Kit enables educators to continue delivering STEAM curricula while driving strong learning outcomes in a hybrid learning environment. This 62-element supplementary kit for elementary school students includes building instructions and enrichment lessons designed to be used by one student at a time. Designed to work together with the classroom sets, this supplementary STEAM learning experience comes with additional teaching resources and Student Worksheets that deepen students&rsquo; understanding of what they&rsquo;ve learned during class for a true hybrid learning experience.</p> | 11.99 | EA | FVRATE20 | 1
Design & Technology | B8R09481 | Lego Education Bricq Motion Prime Set | <p>The LEGO&reg; Education BricQ Motion Prime Set engages pupils in years 7-9 in the exploration of physical science within a sports context. BricQ Motion helps foster an understanding of forces, motion and interactions by providing easy hands-on learning experiences without the need for technology. Printed building instructions and replacement elements are included for easy classroom management. With the new numbered foils, pupils can easily gather data on variables, angles, heights and lengths to support their analysis and synthesis. In the Box This 562-piece set includes four minifigures and an extensive selection of special elements, like gears, wheels, balls, weights and pneumatics. The colour-coded sorting trays ease the building process and make end-of-class clean-up quick and efficient. With the new numbered foils, pupils can easily gather data on variables, angles, heights and lengths to support their analysis and synthesis. The set also includes replacement elements and printed building instructions with inspirational ideas to help pupils discover physical science in action.</p> | 134.99 | EA | FVRATE20 | 1
Design & Technology | B8R09482 | Lego Education Bricq Motion Prime Plk | <p>Continue the classroom learning experience wherever your pupils are with the Personal Learning Kit. A powerful extension of the LEGO Education classroom set, the Personal Learning Kit enables teachers to continue delivering STEAM curricula while driving strong learning outcomes in a hybrid learning environment. This 78-element supplementary kit for secondary school pupils includes building instructions and enrichment lessons. Each kit is intended to be used by one pupil at a time. Designed to work together with the classroom sets, this supplementary STEAM learning experience comes with additional teaching resources and Pupil Worksheets that deepen pupils&rsquo; understanding of what they&rsquo;ve learned during class for a true hybrid learning experience.</p> | 11.99 | EA | FVRATE20 | 1
Computing & ICT | B8R09483 | 10mp A3 Usb Visualiser | <p>The new A3 10MP visualiser is great for recording larger sized work and sharing with the rest of the class. It has a goose neck so is flexible and has auto focus HD 10 Mega Pixel sensor, which is perfect for studying detailed items in science lessons. Size 200&times;115&times;372 mm; weight 0.93ks.</p> <p>The new A3 10MP visualiser is great for recording larger sized work and sharing with the rest of the class. It has wireless functionality that allows wire free sharing of work through free software or app to laptops, tablets or phones (not compatible with MacBook). It has a goose neck so is flexible and has auto focus HD 10 Mega Pixel sensor, which is perfect for studying detailed items in science lessons. Size 200&times;115&times;372 mm; weight 0.93ks.</p> <p>Specification</p> <ul> <li>USB connectivity.</li> <li>10 Mega Pixel HDCMOS Image Sensor.</li> <li>Resolution 3648*2736.</li> <li>Up to A3 page size.</li> <li>LED Light.</li> <li>Built in Microphone.</li> <li>Document format-(PDF / WORD / TXT).</li> <li>Image format- (JPG /TIF / BMP / PNG).</li> <li>Video format-(AVI / WMV).</li> <li>Includes software installation CD which requires administrator access to install.</li> </ul> | 199.99 | EA | FVRATE20 | 1
Computing & ICT | B8R09484 | 10mp A3 Wireless Visualiser | <p>The new A3 10MP visualiser is great for recording larger sized work and sharing with the rest of the class. It has wireless functionality that allows wire free sharing of work through free software or app to laptops, tablets or phones (not compatible with MacBook). It has a goose neck so is flexible and has auto focus HD 10 Mega Pixel sensor, which is perfect for studying detailed items in science lessons. Size 200&times;115&times;372 mm; weight 0.93ks.</p> <p>Specification</p> <ul> <li>Wi-Fi connectivity.</li> <li>10 Mega Pixel HDCMOS Image Sensor.</li> <li>Resolution 3648*2736.</li> <li>Up to A3 page size.</li> <li>LED Light.</li> <li>Built in Microphone.</li> <li>Document format-(PDF / WORD / TXT).</li> <li>Image format- (JPG /TIF / BMP / PNG).</li> <li>Video format-(AVI / WMV).</li> <li>Includes software installation CD which requires administrator access to install.</li> </ul> | 219.99 | EA | FVRATE20 | 1
Mathematics | B8R09487 | Dual Power Timer | <p>These handy sized timers can time up or down to 99 mins and 59 seconds.</p> <p>A bleeping alarm is sounded to say the time has been reached.</p> <p>Having dual power functionality means they are always charged and ready to go. The push buttons have been designed for ease of use. The timers can be used in numerous situations where a hands free time period needs to be set or measured such as in scientific experiments, for circle time, for games, for the timing of tests and a hundred and one other uses.</p> <p>Colour coded for easy identification.</p> <p>Size: 65 x 65 x 13mm.</p> <p>Display 53 x 25mm.</p> <p>Includes information sheet in 8 languages</p> | 32.99 | P 5 | FVRATE20 | 1
Mathematics | B8R09489 | Jumbo Timer | <p>Large clear digital display which times up or down in 1 second increments. Integral stand and magnet mount with on / off switch with beep start / stop button.&nbsp;</p> <p>Includes information sheet.&nbsp;</p> <ul> <li>Maximum Time: 99min 59sec.</li> <li>Dimensions: 100mm x 105mm x 21mm.</li> <li>Size of Display: 75mm x 53mm.</li> <li>Requires 1 x AAA battery.</li> </ul> | 15.99 | EA | FVRATE20 | 1
Coaching & Resources | B8R09491 | Stop Watch Single | <p data-start="0" data-end="154">This LCD stopwatch has a simple oval design and easy-to-read display. It&rsquo;s compact, reliable, and comes with a lanyard for quick access during activities.</p> <ul data-start="156" data-end="347"> <li data-start="156" data-end="181"> <p data-start="158" data-end="181">Oval shape: 70 x 59mm</p> </li> <li data-start="182" data-end="224"> <p data-start="184" data-end="224">8mm digit height for better visibility</p> </li> <li data-start="225" data-end="258"> <p data-start="227" data-end="258">1/100 second timing precision</p> </li> <li data-start="259" data-end="282"> <p data-start="261" data-end="282">Split time function</p> </li> <li data-start="283" data-end="321"> <p data-start="285" data-end="321">Displays time, calendar, and alarm</p> </li> <li data-start="322" data-end="347"> <p data-start="324" data-end="347">Supplied with lanyard</p> </li> </ul> <p data-start="349" data-end="367"><strong data-start="349" data-end="365">Perfect For:</strong></p> <ul data-start="368" data-end="461"> <li data-start="368" data-end="383"> <p data-start="370" data-end="383">PE sessions</p> </li> <li data-start="384" data-end="400"> <p data-start="386" data-end="400">Event timing</p> </li> <li data-start="401" data-end="420"> <p data-start="403" data-end="420">Sports training</p> </li> <li data-start="421" data-end="436"> <p data-start="423" data-end="436">Time trials</p> </li> <li data-start="437" data-end="461"> <p data-start="439" data-end="461">Classroom activities</p> </li> </ul> | 5.99 | EA | FVRATE20 | 1
Primary Science | B8R09492 | Magnetic Coloured Marbles | <p>Encased within a plastic shell, magnetic marbles are an ideal introduction to the properties of magnets. These plastic cased marbles look like colourful plastic balls, but each one contains a magnet so they stick together, hang together and pull towards and away from each other - as a first introduction to the magical world of magnetism they are great fun.</p> <ul> <li>Excellent for teaching introductions to magnetism.&nbsp; &nbsp;</li> <li>Can be used with wand or horseshoe magnets.&nbsp;</li> <li>Pack of 20.</li> </ul> <p>WARNING! Not Suitable for Children under 3 years due to small parts.</p> <p>This product contains magnets or magnetic components.</p> <p>Magnets can cause serious or fatal injury if swallowed.</p> | 4.39 | P20 | FVRATE20 | 1
Physics | B8R09494 | Uv Lamp | <p>This Ultraviolet torch (UV Flashlight, or UV lamp) is light and easy to use for a range of activities in and out of the science lab. It emits 395nm wavelength with 12 top quality ultraviolet led lights and each LED lasts up to 12 years. Simple on/off push button.</p> <p>Product description:</p> <ul> <li>Material: Aluminium alloy</li> <li>Power source: battery powered</li> <li>Battery capacity: 1.5V AAA battery (not included)</li> <li>Power: 3W</li> <li>Light source form: bulb led</li> <li>Wavelength: 395nm (12LED)</li> </ul> | 13.79 | EA | FVRATE20 | 1
Biology | B8R09500 | Cover Glasses 18x18mm 0.09-0.13mm | <p>Square glass cover slips measuring 18mm x 18mm (0.09 - 0.13mm thickness).</p> <p>Allows the user to cover their microscope slide samples which can also protect the objective lens of the microscope against any unwanted transfer from the sample being observed. Students should be warned of their delicate nature.</p> <ul> <li>Box of 100 cover glasses</li> <li>Square: 18mm x 18mm</li> <li>Thickness: 0.09mm - 0.13mm</li> </ul> | 1.85 | PHA | FVRATE20 | 1
Biology | B8R09506 | Cover Glasses 18x18mm 0.13-0.16mm | <p>Square glass cover slips measuring 18 x 18mm (0.13 - 0.16mm thickness).</p> <p>Allows the user to cover their microscope slide samples, which can also protect the objective lens of the microscope against any unwanted transfer from the sample being observed. Students should be warned of their delicate nature.</p> <ul> <li>Box of 100 cover glasses</li> <li>Square: 18mm x 18mm</li> <li>Thickness: 0.13mm - 0.16mm</li> </ul> | 1.85 | PHA | FVRATE20 | 1
Glassware, Plastics & Ceramics | B8R09507 | Filter Papers Postlip Grade A 110mm | <p>General use filter papers ideal for school laboratory filtrations.</p> <ul> <li>Box of 100 sheets.</li> <li>Grade 1 (A)</li> <li>Thickness: 0.17 - 0.19mm</li> <li>Pore Size: 3.2 - 11.8mm</li> </ul> | 10.45 | PHA | FVRATE20 | 1
Glassware, Plastics & Ceramics | B8R09508 | Filter Papers Postlip Grade A 150mm | <p>General use filter papers ideal for school laboratory filtrations.</p> <ul> <li>Box of 100 sheets.</li> <li>Diameter: 150mm</li> <li>Grade 1 (A)</li> <li>Thickness: 0.17 - 0.19mm</li> <li>Pore Size: 3.2 - 11.8mm</li> </ul> | 13.09 | PHA | FVRATE20 | 1
Chemistry | B8R09512 | Glass Filter Tube Side Arm 150mm X 19mm | <p>Glass Filter Tube with Side Arm 150mm x 19mm.</p> <ul> <li>Length: 150mm.</li> <li>Mouth Diameter (tube top): 19mm (+/- 1mm tolerance)</li> <li>Outer Diameter: 22.5mm</li> <li>Side Arm Length: 30mm</li> </ul> | 3.09 | EA | FVRATE20 | 1
Chemistry | B8R09513 | Chromatography Paper Grade 1 200x200mm | <p>Grade 1 Chromatography Paper Sheets. </p> <p>Colours from sweets or from water-based felt-tip pens can be split into their separate dyes when the chromatography paper absorbs water. </p> <ul> <li>Sheet Size: 200mm x 200mm</li> <li>Pack of 100</li> </ul> | 48.19 | PHA | FVRATE20 | 1
Biology | B8R09514 | Spare Bladder For Lung Demo Model | <p>Spare diaphragm for Lung Demonstration Model (B8R06015).</p> <p>To fit bell jar which measures: 200mm x 200mm x 360mm</p> <ul> <li>Material: Latex Rubber</li> </ul> | 6.95 | EA | FVRATE20 | 1
Physics | B8R09515 | Spare Belt For Demonstration Dynamo | <p>Spare belt for Demonstration Dynamo (B8L26098).</p> | 4.95 | EA | FVRATE20 | 1
Physics | B8R09520 | Replacement Led For Ray Optics Box | <p>Replacement LED bulb for the Battery-Operated Ray Optics Box (B8R06343).</p> | 6.29 | EA | FVRATE20 | 1
Physics | B8R09521 | Spare Belt For Nuffield Line Shaft | <p>A spare spring pulley belt for the Nuffield Line Shaft Unit (B8H30518) and Spring Unit (B8H30415 - now discontinued).</p> | 4.95 | EA | FVRATE20 | 1
Biology | B8R09522 | Clinostat Acrylic Cover | <p>Spare acrylic cover intended for use with the Philip Harris Clinostat (B8H24956) which is used to demonstrate heliotropism and geotropism in plants.</p> <ul> <li>Acrylic Cover only, Clinostat sold separately.</li> </ul> | 18.99 | EA | FVRATE20 | 1
Physics | B8R09523 | Spare Dippers For Ripple Tank | <p>Spare Dipper intended for use with the Economy Ripple Tank (B8R08097).</p> | 32.45 | EA | FVRATE20 | 1
Physics | B8R09524 | Spare Vacuum Pump Adaptor For Air Track | <p>Spare Vacuum pump adaptor for Linear Air Track (B8R06433).</p> <p>External Diameter is 30mm</p> <p>Internal Diameter is 25mm.</p> | 20.95 | EA | FVRATE20 | 1
Physics | B8R09525 | Connecting Lead For Discharge Spher | <p>4mm banana connecting leads. Male to male connectors.</p> | 18.79 | PK | FVRATE20 | 1
Physics | B8R09526 | Switch Release Mechanism G By Freefall | <p>Spare switch release mechanism for the top of the Philip Harris &lsquo;g&rsquo; by Free Fall Apparatus (B8H25316).</p> <p>Pack Size: Single Switch</p> | 11.49 | EA | FVRATE20 | 1
Physics | B8R09527 | Spare Belt For Whimshurst | <p>Spare belts for the current model of Wimshurst Machine (B8A48215).</p> <ul> <li>Smaller Belt: Circumference - 508mm (20 inches), Thickness - 3.3mm (0.13 inches)</li> <li>Larger Belt: Circumference - 508mm (20 inches), Thickness - 50.8mm (0.2 inches)</li> </ul> | 8.39 | EA | FVRATE20 | 1
Biology | B8R09529 | Nickel Crucible For Base Unit | <p>A small Nickel Crucible intended for use with the Food Calorimeter (B8H24816) and Base Unit (B8R00546).</p> <ul> <li>Diameter: 60mm</li> </ul> | 5.79 | EA | FVRATE20 | 1
Lab Equipment | B8R09531 | Pocket Scales | <p>A small scale which is ideal to transport in pockets or for use on field trips.</p> <ul> <li>Product size: 120mm &times; 60mm &times; 17mm</li> <li>Capacity: 200g</li> <li>Resolution: 0.01g</li> <li>Automatic weight calibration, automatic reset and shutdown, blue backlight function, low battery and overweight reminder function</li> <li>Calibration: Auto calibration</li> <li>Tare range: Tare full capacity</li> <li>Auto off (default): 30 seconds off</li> <li>Operation: 10-30&deg;C (50-86 degrees Fahrenheit)</li> <li>Power: 2 &times; AAA batteries(not included)</li> </ul> | 8.39 | EA | FVRATE20 | 1
Appliances | B8R09534 | 250ml Stirring Electromantle 230v | <p>These grounded stirring/heating mantles share all the features of a standard heating mantle plus the added functionality of a magnetic stirrer for a wide range of applications.</p> <p>The stirring circuitry, built into the base of the mantle, provides bidirectional stirring speeds up to 520 rpm. An &ldquo;auto-recapture&rdquo; function reactivates stirring if it is interrupted or lost for any reason. The coiled heating element is suspended within a thermal insulating cartridge to provide maximum heat transfer and support.&nbsp;</p> <p>Built-in power controller has dial markings from 1 to 10 for repeatability.</p> <p>Chemical-resistant polypropylene exterior remains cool to the touch even when the element temperatures reach 842&deg;F (450&deg;C). Grounded earth screen and double fuses provide addition safety.</p> <p>Two coloured lights near the control dial indicate "power on" and "heat on."</p> <ul> <li>Flexible heating element ensures minimum risk of flask breakage</li> <li>Accepts round-bottom flasks of up to 250ml</li> <li>Chemical-resistant polypropylene design makes cleaning easy.</li> </ul> | 804.95 | EA | FVRATE20 | 1
Appliances | B8R09540 | 500ml Stirring Electromantle 230v | <p>These grounded stirring/heating mantles share all the features of a standard heating mantle plus the added functionality of a magnetic stirrer for a wide range of applications.</p> <p>The stirring circuitry, built into the base of the mantle, provides bidirectional stirring speeds up to 520 rpm. An &ldquo;auto-recapture&rdquo; function reactivates stirring if it is interrupted or lost for any reason. The coiled heating element is suspended within a thermal insulating cartridge to provide maximum heat transfer and support.&nbsp;</p> <p>Built-in power controller has dial markings from 1 to 10 for repeatability.</p> <p>Chemical-resistant polypropylene exterior remains cool to the touch even when the element temperatures reach 842&deg;F (450&deg;C). Grounded earth screen and double fuses provide addition safety.</p> <p>Two coloured lights near the control dial indicate "power on" and "heat on."</p> <ul> <li>Flexible heating element ensures minimum risk of flask breakage</li> <li>Accepts round-bottom flasks of up to 500ml</li> <li>Chemical-resistant polypropylene design makes cleaning easy.</li> </ul> | 832.85 | EA | FVRATE20 | 1
Physics | B8R09541 | G By Freefall | <p>'g' by Free Fall Apparatus by Lascells</p> <p>Use in conjunction with an accurate millisecond timer to calculate acceleration due to gravity. The timer starts when the ball bearing is released from the release unit, the base has an integral vibration sensor which stops the clock as the ball bearing hits the impact plate. Replace the ball bearing, reset the timer and the unit is ready to go again. When used with Lascells timers or other models with de-bounced inputs no additional power is required. If the timer used is found to have &ldquo;bouncy&rdquo; inputs then a 4 second delay can be added to the impact plate outputs by powering the unit with 9V DC.</p> <p><em>Please note this G By Freefall Apparatus is not compatible with the Philip Harris S-Range Scaler Timer due to the arrangement of the start/stop switches.</em></p> <ul> <li>Works with the Lascells Millisecond Timer (sold separately)</li> </ul> | 59.79 | EA | FVRATE20 | 1
Lab Equipment | B8R09544 | P10 Tubing Connectors T Shape 6mm | <p>Tubing Connectors: T-Shape 6mm</p> <p>Polypropylene, riffled end for rubber tubing. May be autoclaved. To fit tubing of nominal bore.</p> | 10.69 | P10 | FVRATE20 | 1
Physics | B8R09545 | Amplified Microphone | <p>The amplified microphone is a great way to observe sound waves on an oscilloscope.&nbsp; The output level is much higher than the traditional crystal microphones giving a very clear trace. Two amplified microphones can be used with a storage oscilloscope or Motion QED to measure the speed of sound.</p> <p>Specification:</p> <ul> <li>Battery: 3 x AAA (not supplied)</li> <li>Gain: 125</li> <li>Frequency range: 0 - 20kHz</li> <li>Output :&plusmn; 2V a.c.</li> </ul> <p>There are no leads included with the amplified microphone.</p> <p>Standard laboratory leads with 4mm connectors are compatible.</p> <p>To use with an Oscilloscope, a 4mm to BNC Connector is required (sold separately - B8R06754)</p> | 44.95 | EA | FVRATE20 | 1
Glues & Adhesives | B8R09546 | Sc Wood Glue 1kg | <p>The Specialist Crafts Wood Glue is ideal for use on internal hard and soft woods. Once dried, the wood glue dries clear so the glue isn't visable on any surfaces.</p> | 10.99 | EA | FVRATE20 | 1
Physics | B8R09548 | Diy Fuel Cell Science Kit | <p>What can you do with the DIY Fuel Cell Science Kit from Horizon? Whatever you can dream up. Everything you need to split water and use its hydrogen to generate electricity is included. What that electricity powers is entirely up to you. Use our included activity guide or come up with your own ideas.</p> <p>The Kit includes:</p> <ul> <li>Reversible fuel cell (Transparent or blue)</li> <li>Set of silicone tubing</li> <li>2 (5ml) Syringes</li> <li>2 (20mL) Syringes for storage of Hydrogen and Oxygen</li> <li>LEDs with bare PCB board</li> <li>Set of crocodile/banana wire</li> <li>Set of red and black pins</li> <li>Battery pack with connecting leads (2 x AA batteries required)</li> <li>Motor (required input 0.6V)</li> <li>Gearbox</li> <li>2 Pressure relief valves</li> <li>2 Plastic clamps</li> <li>Bag to protect fuel cell</li> </ul> <ul></ul> <p>For an excellent demonstration of renewable energies.</p> <ul> <li>Combine with the DIY Chassis Kit (B8R09547) to allow students to easily make a Hydrogen-powered car - available to purchase separately.</li> </ul> | 71.85 | EA | FVRATE20 | 1
Appliances | B8R09549 | Sprout Plus Mini Centrifuge | <p>Sprout&reg; Plus Mini Centrifuge</p> <p>With an Ergonomic Design and Safety Measures, the Sprout&reg; Plus Mini Centrifuge is easy to use and brings increased efficiency to the lab.</p> <p>Tool-free SnapSpin rotors and quick-spin options make the centrifuges fast and easy to use. The locking lid was functionally designed to fit in the palm of the hand for easy repeat opening and quick tube extraction with one hand.</p> <p>Large lid size accommodates longer and skirted tubes and tall tube lids. Braking function quickly stops spinning when powered off or when lid is opened. A weighted rubberized base eliminates potential movement and dampens vibration and noise.</p> <p>Ideal for microfilter cell separations and HPLC samples, with adapters to accommodate all major microtube and PCR tube styles (1.5/2.0, 0.5, 0.2 mL) for customized use.</p> <p><strong>Specifications:</strong></p> <ul> <li>Maximum Speed: Approx. 6,000 rpm (fully loaded)</li> <li>Maximum RCF: 2000 x g</li> <li>Dimensions: 153mm x 128mm x 109mm (6 x 5 x 4.3 in)</li> <li>Weight (w/round rotor): 0.73kg (1.60 lb),&nbsp;</li> <li>Certifications: UL (Canada and US), ROHS3, CE, WEEE and C-Tick</li> </ul> <p>Package includes:</p> <ul> <li>Sprout Plus Mini Centrifuge</li> <li>6-Place 1.5/2.0 mL tube rotor</li> <li>16-Place 0.2 mL Tube Rotor (single or 2x8 strip)</li> <li>6 Tube Adapters 0.2mL</li> <li>6 Tube Adapters 0.5mL</li> <li>4 Lid O-rings</li> <li>Storage Case for Rotors and Adapters</li> <li>Tube Rack</li> <li>Low voltage (100-240 VAC, 50/60 Hz) Double Insulated Power Adapter with 4 Interchangeable Plugs</li> </ul> | 368.85 | EA | FVRATE20 | 1
Biology | B8R0955 | Film Reticles | <p>Plastic film reticle strips which consist of 5 eyepiece micrometer scales on each strip. 2 strips per pack including a total of 10 micrometer scales. They can be cut out to fit the size of any microscope with an eyepiece which measures 16-24mm. A cost effective alternative to buying microscope eyepieces with pre-fitted micrometers.</p> <ul> <li>Micrometer Scale: 10mm length with 100 divisions of 0.1mm</li> <li>Overall size 150mm x 30mm x 0.18mm thick</li> <li>Guide circles of 16mm, 19mm, 21mm and 24mm around each scale image for cutting.</li> </ul> | 43.69 | EA | FVRATE20 | 1
Physics | B8R09555 | Flir C3-x | <p>The FLIR C3-X compact thermal camera is an affordable, professional inspection tool for building, facilities maintenance, HVAC/R, electrical repair, and other troubleshooting applications. Featuring a thermal camera, visual inspection camera, and LED flashlight, the powerful FLIR C3-X makes it easy to identify hidden problems. Built-in FLIR Ignite&trade; cloud connectivity allows direct data transfer, storage, and backup, so images are always available on all your devices. The 3.5- inch integrated touchscreen is simple to use, so you can quickly inspect, document repairs, and share evidence with customers. With the FLIR C3-X in your pocket, you&rsquo;ll be ready anytime to find hot fuses, air leaks, plumbing issues, and more.</p> <p>Specification Overview:</p> <ul> <li>Camera Dimensions: 138mm x 84mm x 24mm (5.4 x 3.3 x 0.94 in)</li> <li>Screen Size: 89mm (3.5in)</li> <li>Display Technology: IPS</li> <li>Screen Rotation: Yes</li> <li>Text: Soft keyboard on touchscreen</li> <li>Touchscreen: Capacitive Touch</li> <li>Weight: 0.19kg (0.42lb) including battery</li> </ul> <p>Power:</p> <ul> <li>Battery Capacity: 1800mAh</li> <li>Battery Charge Life: &gt;500 cycles</li> <li>Battery Operating Time: 4 hours</li> <li>Battery Type: Rechargeable built-in Lithium ion battery</li> <li>Battery Voltage: 3.7V</li> <li>Charging System: USB-C (1A)</li> <li>Charging Time: 2 hours</li> <li>Power Management: Adjustable stand-by and automatic shut-down&nbsp;</li> </ul> <p>System Overview:</p> <ul> <li>Colour Palettes: Iron, Grey, Rainbow, Rainbow HC</li> <li>Digital Zoom: No</li> </ul> <p>Imaging and Optical:</p> <ul> <li>Camera Software Update: Automatic over Wi-Fi, USB via computer</li> <li>Digital Camera: 5MP resolution</li> <li>Digital Camera Focus: Fixed</li> <li>Display Resolution: 640 x 480 pixels</li> <li>Image Adjustment: Automatic Level and Span, Manual Level and Span</li> <li>Image Modes: Infrared Image, Visual Image, MSX (Embossed visual details on thermal image), Picture-in-picture (IR area on visual image)</li> <li>Image File Format: Standard JPEG, 14-bit measurement data included</li> <li>Image Storage: &gt;5000 images</li> <li>Storage Media: Internal memory and on-board FLIR Ignite cloud connectivity (with Wi-Fi)</li> <li>Accuracy: 0 to 100&deg;C (32 to 212&deg;F): &plusmn;3&deg;C (&plusmn;5.5&deg;F); 100 to 300&deg;C (212 to 572&deg;F): &plusmn;3% [ambient temp. 15 to 35&deg;C (59 to 95&deg;F) and object temp. above 0&deg;C (32&deg;F)]</li> </ul> <p>Connections &amp; Communications:</p> <ul> <li>Bluetooth: PAN</li> <li>Image Upload: Directly upload images to FLIR Ignite cloud library and services</li> <li>USB: USB 2.0, Type-C Connector</li> <li>WiFi: 802.11 a/ac/b/g/n (2.4 and 5GHz)</li> </ul> <p>Environmental:</p> <ul> <li>Drop Test: 2M (6.56ft)</li> <li>Operating Temperature Range: -40 to 70&deg;C (-40 to 122&deg;F)</li> </ul> <p>Compliance &amp; Certification:</p> <ul> <li>EN62368-1</li> </ul> | 541.85 | EA | FVRATE20 | 1
Biology | B8R09610 | Alpha Amylase With Reducing Sugars 25g | <p>Alpha Amylase - 25g</p> <p><strong>Please note that none of our enzymes are to be considered as being of Food Grade Standard and are not fit for human consumption.&nbsp; They are only suitable for use in education.</strong></p> <ul> <li>Working Concentration - 0.1% - 1%</li> <li>pH range - 3 - 6</li> <li>Temperature range - 20&deg;C - 60&deg;C</li> <li>Substrate - 2% Starch</li> <li>Product - Maltose</li> <li>Contains reducing sugars</li> </ul> <p>It is good practice to store enzymes in a refrigerator (5&deg;C approx.). This should give a shelf life of 12 months without significant loss of activity.</p> <p>All enzymes, as supplied, should be considered as 100% (unless otherwise specified) for example:</p> <ul> <li>Cellulase is supplied as 2g powder - 1g in 100ml gives a 1% working solution</li> <li>Pectinase supplied as 100ml - 1ml diluted to 100ml gives a 1% solution</li> </ul> <p>Glossary:</p> <ul> <li>pH - Recommended range for maximum activity</li> <li>Temperature - recommended range for maximum activity</li> <li>Working Concentration - dilution of the Enzyme (as supplied) to this level should give an acceptable reaction time.</li> <li>Substrate - substance to be reacted with the Enzyme, and appropriate concentration</li> <li>Product - substance produced by breakdown of the substrate</li> <li>Source - origin of the Enzyme</li> </ul> | 5.05 | MGM | FVRATE20 | 1
Biology | B8R09612 | Nutrient Agar 250g | <p>Standard nutrient agar powder for general bacterial microbiology work.</p> <p>To prepare:&nbsp;</p> <ul> <li>Suspend 28 grams of the medium in one litre of water.</li> <li>Heat with frequent agitation/stirring and boil for one minute to completely dissolve the medium.</li> <li>Dispense into autoclavable vessels and autoclave at 121&deg;C for 15 minutes to sterilise.</li> <li>Allow to cool to 45 - 50&deg;C before pouring.</li> </ul> | 20 | MGV | FVRATE20 | 1
Chemistry | B8R09616 | Hydrogen Peroxide 20 Vol 500ml | <ul> <li>Molecular Weight: 34.01g/mol</li> <li>CAS Number: 7722-84-1</li> <li>Hazard: H315</li> <li>Precaution: P264,P280,P305+P351+P338,P337+P313</li> </ul> | 5.3 | VMV | FVRATE20 | 1
Chemistry | B8R09617 | Hydrogen Peroxide 20 Vol 2l | <ul> <li>Molecular Weight: 34.01g/mol</li> <li>CAS Number: 7722-84-1</li> <li>Hazard: H315</li> <li>Precaution: P264,P280,P305+P351+P338,P337+P313</li> </ul> | 12.85 | VLC | FVRATE20 | 1
Chemistry | B8R09619 | Manganese (iv) Oxide Powder 500g | <ul> <li>Alternative name: Manganese Dioxide</li> <li>Molecular Weight: 86.94g/mol</li> <li>CAS Number: 1313-13-9</li> <li>Hazard: H302,H332</li> </ul> <p>Powder form</p> | 10.3 | MGX | FVRATE20 | 1
Chemistry | B8R09620 | Pepsin Powder 100g | <p>Pepsin - 100g</p> <p><strong>Please note that none of our enzymes are to be considered as being of Food Grade Standard and are not fit for human consumption.&nbsp; They are only suitable for use in education.</strong></p> <ul> <li>CAS Number: 9001-75-6</li> <li>Hazard: H315,H319,H334,H335</li> <li>Precaution: P261,P284,P304+P340,P342+P311,P405,P501</li> <li>Working Concentration: 1 - 2%</li> <li>pH range: 2 - 4.5</li> <li>Temperature range: 30 - 70&deg;C</li> <li>Substrate: Exposed film, skimmed milk or other protein suspensions</li> <li>Product: Peptides and Amino Acid's</li> <li>Source: Porcine stomach</li> </ul> <p>It's good practice to store enzymes in a refrigerator (5&deg;C approx.). This should give a shelf life of 12 months without significant loss of activity.</p> <p>All enzymes, as supplied, should be considered as 100% (unless otherwise specified) for example:</p> <p>Cellulase is supplied as 2g powder - 1g in 100ml gives a 1% working solution</p> <p>Pectinase supplied as 100ml - 1ml diluted to 100ml gives a 1% solution</p> <p>Glossary:</p> <p>pH - Recommended range for maximum activity</p> <p>Temperature - recommended range for maximum activity</p> <p>Working Concentration - dilution of the Enzyme (as supplied) to this level should give an acceptable reaction time.</p> <p>Substrate - substance to be reacted with the Enzyme, and appropriate concentration</p> <p>Product - substance produced by breakdown of the substrate</p> <p>Source - origin of the Enzyme</p> | 13.85 | EA | FVRATE20 | 1
Chemistry | B8R09621 | Potassium Iodide 250g | <ul> <li>Molecular Weight: 166.00g/mol</li> <li>CAS Number: 7681-11-0</li> </ul> | 26.15 | MGV | FVRATE20 | 1
Chemistry | B8R09622 | Potassium Oxalate 100g | <ul> <li>Molecular Weight: 184.23g/mol</li> <li>CAS Number: 6487-48-5</li> <li>Hazard: H302,H312</li> <li>Precaution: P280</li> </ul> | 9.6 | EA | FVRATE20 | 1
Chemistry | B8R09623 | Potassium Periodate 100g | <ul> <li>Molecular Weight: 230.00g/mol</li> <li>CAS Number: 7790-21-8</li> <li>Hazard: H271,H314,H372,H400</li> <li>Precaution: P210,P260,P273,P303+P361+P353,P305+P351+P338,P310</li> </ul> | 30.6 | EA | FVRATE20 | 1
Chemistry | B8R09624 | D (-) Glucose Monohydrate 500g | <ul> <li>Alternative Description: Dextrose</li> <li>CAS Number: 50-99-7</li> <li>Molecular Weight: 180.16g/mol</li> </ul> | 8 | MGX | FVRATE20 | 1
Chemistry | B8R09625 | Hydrochloric Acid Sg 2.5l | <p>Hydrochloric Acid 35-37%</p> <p><strong>Please note this item is restricted and now requires authorisation to purchase. Please contact our customer service team by phone or e-mail who can assist you further.</strong></p> <ul> <li>Molecular Weight: 36.46g/mol</li> <li>CAS Number: 7647-01-0</li> <li>Hazard: H315,H319,H335</li> <li>Precaution: P260,P280,P303+P361+P353,P304+P340,P310,P305+P351+P338</li> </ul> | 10.5 | VLE | FVRATE20 | 1
Chemistry | B8R09626 | Decon 90 5l | <p>Decon 90 - 5 Litres </p> <p>Surface Cleaner </p> <ul> <li>Hazard: H290,H315,H319</li> <li>Precaution: P102,P262,P280,P302+P352,P305+P351+P338,P337+P313</li> </ul> <p>A mixture of anionic and non-ionic surface active agents, stabilising agents, non-phosphate detergent builders, alkalis and sequestering agents, in an aqueous base. Decon 90 does NOT contain Phosphates, Enzymes, EDTA/NTA or Chlorine Bleaches. </p> | 60.1 | VLG | FVRATE20 | 1
Chemistry | B8R09627 | Indicator Solution Full Range 500ml | <ul> <li>CAS Number: Mixture</li> <li>Hazard: H225,H371</li> <li>Precaution: P210,P260,P280</li> </ul> | 5.4 | VMV | FVRATE20 | 1
Chemistry | B8R09629 | Hydrochloric Acid 35% Ar 1l | <p><strong>Please note this item is restricted and now requires authorisation to purchase. Please contact our customer service team by phone or e-mail and they will be able to assist you further.</strong></p> <ul> <li>Molecular Weight: 36.46g/mol</li> <li>CAS Number: 7646-01-0</li> <li>Hazard: H313,H319,H335</li> <li>Precaution: P260,P280,P303+P361+P353,P304+P340,P310,P305+P351+P338</li> </ul> | 7.35 | VLA | FVRATE20 | 1
Chemistry | B8R09630 | Glass Wool 500g | <p>Glass Wool - 500g</p> | 13.9 | MGX | FVRATE20 | 1
Chemistry | B8R09631 | Polyvinyl Alcohol 500g | <ul> <li>CAS Number: 9002-89-5</li> </ul> | 23.6 | MGX | FVRATE20 | 1
Glassware, Plastics & Ceramics | B8R09635 | Universal Bottle 30ml | <p>McCartney bottles, with fitted Aluminium cap.</p> <ul> <li>Volume: 30ml</li> <li>Pack of 144</li> </ul> | 161.25 | BXB | FVRATE20 | 1
Physics | B8R09653 | Dpdt Switch Pack Of Ten | <p>Standard size DPDT (Double Pole, Double Throw) toggle switches. Panel mounting with solder tag terminals. Supplied with On/Off indicator plate.</p> <ul> <li>Rating: 1.5A 250VAC</li> <li>Contact Resistance: 50&Omega; max.</li> <li>Dimensions: (L)28mm x (H)14mm x (W)18mm</li> <li>Pack of 10</li> </ul> | 30.15 | P10 | FVRATE20 | 1
Physics | B8R09654 | Solar Panel | <p>An encapsulated assembly comprising 8 individual cells which produce an output of 3 volts 100mA max. Ideal for low current applications. Will drive 250-132 solar motor. </p> <ul> <li>Output: 3V, 100mA max.</li> <li>Dimensions: 95mm x 65mm x 75mm.</li> </ul> | 14.95 | EA | FVRATE20 | 1
Environmental Science | B8R09655 | Deep Space Planetarium Projector | <ul> <li>High quality slide projector will project a clear image up to one metre wide in a dark room</li> <li>Project 24 colour NASA images from 3 interchangeable slide discs with 8 images per disc</li> <li>Rotating star or constellation patterns projected onto walls and ceiling</li> <li>Transform a room into an outer space light show or add the night light dome to convert into a cool night light</li> </ul> <p>Transform a darkened room into an outer space light show and explore the universe with the Deep Space Home Planetarium and Projector. This table top planetarium and projector has its own stand and the main body of the unit rotates so you can use either the projector or the planetarium. The planetarium has two domes, one projecting star patterns and the other projecting constellations onto ceilings and walls.</p> <p>Place the black star or constellation dome onto the slots on the head of the deep space unit, gently twist to hold the dome in place, turn the switch on to the dome projector setting and watch the images rotate around your room. Untwist the domes to release. Add the night light dome and deep space becomes a cool night light with rotating stars and constellations.</p> <p>Swivel the unit around and use the high quality projector to view 24 colour NASA and Hubble Telescope photographs of spacecraft, astronauts, planets and nebulae from three changeable slide discs. Projects images up to one metre wide and still maintains clarity.</p> <p>Twist the lens head to focus the images on your wall or ceiling and turn the slide discs to change the photograph. Unlock the secret code online to learn about the night sky and read fascinating information about each NASA photograph.</p> <p>Learn about the night sky and read fascinating information about each NASA photograph in the colourful educational booklet.</p> <p>Suitable for age 8yrs+</p> | 40.65 | EA | FVRATE20 | 1
Physics | B8RR07905 | Ut139b True Rms Digital Multimeter | <p>UNI-T's UT139B is a True RMS Auto Range Digital Multimeter with 4000 display count and 1kHz bandwidth, featuring VFC, NCV, Max/Min/Rel measurements.</p> <p>UT139B digital multimeter is newly designed to offer users better performance and higher safety rating. Total over-load protection and unique structural design make it a new type of multimeter with high performance/ price ratio and a best choice for electricians used in electrical maintenance and repairing.&nbsp; Suitable for high level use in education.</p> <p>The meter can measure AC/DC Voltage and Current, variable frequency voltage (V.F.C.), resistance, diode, circuit on-off, capacitance, frequency ratio.</p> <p>Main features:</p> <ul> <li>MAX/MIN/REL modes</li> <li>Data hold, LED backlight, auto power off</li> <li>VFC: low pass filter</li> <li>Full range protection (600V)</li> <li>True RMS</li> <li>NCV</li> <li>Auto/manual ranges selectable</li> </ul> | 49.95 | EA | FVRATE20 | 1
Site Maintenance | F4A02103 | Rechargable Battery AA HR6 P4 | <ul> <li>1.2v Energizer battery</li> <li>Protect the environment by producing less waste - and at a lower cost</li> <li>Can be recharged hundreds of times</li> <li>AA</li> <li>HR6, LR6</li> <li>Pack of 4</li> </ul> | 16.99 | P 4 | FVRATE20 | 1
Site Maintenance | F4A04985 | Alkaline Battery 9V 6LR61 P12 | <ul> <li>Premium general purpose 9v Energizer alkaline battery</li> <li>Excellent performance in the widest range of devices</li> <li>Ideal for audio devices and projects</li> <li>6LR61</li> <li>7 year shelf life</li> <li>Guaranteed against leakage</li> <li>Pack of 12</li> </ul> | 21.99 | P12 | FVRATE20 | 1
Site Maintenance | F4A04986 | Alkaline Battery C LR14 P12 | <ul> <li>Premium general purpose C alkaline battery</li> <li>Excellent performance in the widest range of devices</li> <li>LR14</li> <li>Ideal for audio devices and projects</li> <li>7 year shelf life</li> <li>Guaranteed against leakage</li> <li>Pack 12</li> </ul> | 14.49 | P12 | FVRATE20 | 1
Site Maintenance | F4A04987 | Alkaline Battery D LR20 P12 | <ul> <li>Premium general purpose 1.5v Energiser alkaline battery</li> <li>Excellent performance in the widest range of devices</li> <li>Size D</li> <li>Ideal for audio devices and projects</li> <li>7 year shelf life</li> <li>Guaranteed against leakage</li> <li>Pack of 12</li> </ul> | 21.99 | P12 | FVRATE20 | 1
Site Maintenance | F4A04992 | Rechargeable Battery AAA HR03 P4 | <ul> <li>Protect the environment by producing less waste - and at a lower cost!</li> <li>Can be recharged hundreds of times</li> <li>Ideal for heavy users and high drain devices - digital audio, motor powered, cameras</li> <li>Size AA</li> <li>Pack 4</li> </ul> | 13.99 | P 4 | FVRATE20 | 1
Site Maintenance | F4A04993 | Rechargeable Battery 9V HR22 | <ul> <li>9v 6LR61 Energizer battery</li> <li>Protect the environment by producing less waste - and at a lower cost</li> <li>Can be recharged hundreds of times</li> <li>Ideal for heavy users and high drain devices - digital audio, motor powered, cameras</li> <li>Each</li> </ul> | 12.99 | EA | FVRATE20 | 1
Site Maintenance | F4A04994 | Rechargeable Battery C HR14 P2 | <ul> <li>1.2v C Size Energizer battery</li> <li>HR14, LR14</li> <li>Protect the environment by producing less waste - and at a lower cost</li> <li>Can be recharged hundreds of times</li> <li>Ideal for heavy users and high drain devices - digital audio, motor powered, cameras</li> <li>Pack 2</li> </ul> | 12.29 | P 2 | FVRATE20 | 1
Site Maintenance | F4A04995 | Rechargeable Battery D HR20 P2 | <ul> <li>Protect the environment by producing less waste - and at a lower cost</li> <li>Can be recharged hundreds of times</li> <li>1.5V Energizer battery</li> <li>D</li> <li>Pack 2</li> </ul> | 12.99 | P 2 | FVRATE20 | 1
Site Maintenance | F4A04998 | Lithium Batteries AA LR6 P4 | <ul> <li>1.5V Lithium battery</li> <li>Size AA</li> <li>LR6, MN 1500</li> <li>Pack of 4</li> </ul> | 12.29 | P 4 | FVRATE20 | 1
Site Maintenance | F4A04999 | Lithium Batteries AAA LR03 P4 | <ul> <li>1.5V Lithium battery</li> <li>Size AAA</li> <li>LR03, MN 2400</li> <li>Pack of 4</li> </ul> | 12.89 | P 4 | FVRATE20 | 1
Site Maintenance | F4A05077 | Alkaline Battery AAA LR03 P10 | <p>Keep your educational facility running smoothly with dependable power. The Energizer Industrial AAA LR03 Batteries offer reliable, long-lasting performance for a variety of devices essential in schools and nurseries, including remote controls, calculators, clocks, and educational toys. These 1.5V alkaline batteries are designed to meet the demands of high-use environments, ensuring that your classroom technology and teaching aids are always ready to engage and educate.</p> <p>The pack of 10 ensures that you have an ample supply on hand, reducing the need for frequent reordering and providing cost-effectiveness for educational institutions. With Energizer's trusted brand reputation in delivering quality power solutions, you can confidently support your school's daily operations and learning activities.</p> | 4.39 | P10 | FVRATE20 | 1
Site Maintenance | F4A05078 | Alkaline Battery AA LR6 P10 | <p>Ensure your educational facility remains powered and efficient with the Energizer Industrial Alkaline Battery Pack.</p> <p>Designed specifically for rigorous use, these AA batteries offer a reliable 1.5V output, making them ideal for everyday devices used in classrooms and administrative offices.</p> <p>Each pack contains 10 AA size (LR6) batteries, providing longevity and consistent energy to support the seamless operation of calculators, remote controls, clocks, and more essential educational equipment.</p> <p>Trust in Energizer&rsquo;s reputation for quality and economy, perfect for keeping your school&rsquo;s activities uninterrupted.</p> | 4.39 | P10 | FVRATE20 | 1
Physics | F4A09403 | Microwave Transmitter | <p>The Microwave Transmitter utilizes a Schottky diode oscillator module feeding a tuned waveguide and horn to give a directional microwave beam. The beam is modulated with a variable frequency audio signal which can be adjusted by the control on the top panel. Power is from a mains plug-top unit (supplied).</p> <p>Additional parts available:</p> <ul> <li>Microwave Receiver Unit: B8R09404</li> <li>Microwave Probe Receiver: B8R09450</li> <li>Microwave Accessories: B8J73480</li> <li>Full Microwave Kit with Accessories: PP053304</li> </ul> | 272.65 | EA | FVRATE20 | 1
Physics | F4A09404 | Microwave Receiever | <p>The Microwave Receiver uses a plate antenna which gives high sensitivity over a broad area. The output is to an internal loudspeaker and power is derived from a mains plug-top unit (supplied). A control allows the user to adjust the sensitivity to cater for different circumstances and distances.</p> <p>Additional parts available:</p> <ul> <li>Microwave Transmitter Unit: B8R09403</li> <li>Microwave Probe Receiver: B8R09450</li> <li>Microwave Accessories: B8J73480</li> <li>Full Microwave Kit with Accessories: PP053304</li> </ul> | 272.65 | EA | FVRATE20 | 1
Paper & Card | F4A09405 | Gbrill Col Art A2 Ast Pk250 | <p>Coloured Paper, 100gsm in weight. Pack includes 10 assorted bright colours. Pack of 250 sheets. A2. </p> <ul> <li>Great for kids who love drawing pictures</li> <li>Suitable for use with paints, crayons, pastels, colouring pencils & felt tips</li> </ul> | 28.99 | PKD | FVRATE20 | 1
Physics | F4A41324 | Cubes For Density Invest Stone | <p>Stone cubes for density investigation.</p> <ul> <li>Dimensions: 20mm x 20mm x 20mm</li> <li>Pack of 5</li> </ul> | 7.99 | P 5 | FVRATE20 | 1
Physics | F4A41397 | EXPENDABLE STEEL SPRINGS | <p>Coils open at 20g load and extend to approximately 60mm at 100g load.</p> <p>Max. extension without permanent deformation is approximately 150mm.</p> <p>Dimensions of coiled portion:</p> <ul> <li>Diameter: 16mm</li> <li>Length: 20mm</li> <li>Overall closed length including end loops 50mm</li> <li>Approximate Spring Constant: 23.50 Nm-1 (Note: there may be variation within packs and batches of springs)</li> </ul> | 11.45 | PHA | FVRATE20 | 1
Physics | F4A41415 | Steel Springs Extension | <p>Coils open at approx. 50g load. Further 100g increments each increase spring length by 15mm approx.</p> <p>Maximum recommended load: 1.5kg</p> <p>Dimensions:</p> <ul> <li>Diameter excluding loops: 37mm</li> <li>Overall length: 58mm</li> <li>Length excluding loops: 25mm</li> <li>Wire diameter: 1.5mm</li> </ul> | 8.39 | P10 | FVRATE20 | 1
Physics | F4A41798 | Crushing Can 260 X 75mm | <p>This can be used to show the forces exerted by atmospheric pressure.</p> <p>A light walled tinplate can with an air-tight neck and screw cap. A small quantity of water in the can is boiled vigorously until steam occupies the space inside the can, at which point the top is screwed down tightly and the heat source removed. As the can cools down, atmospheric pressure is increasingly exerted until the can noisily collapses.</p> <ul> <li>Dimensions: (H)260mm x (D)75mm</li> </ul> | 4.05 | EA | FVRATE20 | 1
Physics | F4A42390 | Ball and Ring Apparatus | <p>Ball and Ring apparatus for demonstrating thermal expansion.</p> <p>The ball will not pass through the ring if it is hot and the ring is cold, but it will pass if both are hot or both are cold.</p> <p>This product has recently been re-designed and approved by CLEAPSS.</p> | 6.09 | PK | FVRATE20 | 1
Physics | F4A42407 | Bar And Gauge Length 225mm | <p>For illustrating expansion by heating and contraction by cooling.</p> <p>Comprising a bar of iron, (L)108mm x (D)12.7mm, mounted on a support rod fitted with a wooden handle, and a brass gauge (150mm x 38mm) with a cut-out, which just admits the bar lengthways, and a hole which passes the bar endways when cold.</p> <ul> <li>Length: 225mm approx.</li> </ul> | 7.19 | EA | FVRATE20 | 1
Physics | F4A42420 | Bi-metallic Strip Brass And Steel | <p>For demonstrating the differential expansion of 2 metals by the curvature produced when the strip is heated in a Bunsen flame.</p> <p>Comprises strips of brass and steel, each 200mm x 15mm, riveted together and mounted on a wooden handle.</p> <ul> <li>Overall length: 320mm.</li> </ul> | 6.09 | EA | FVRATE20 | 1
Physics | F4A42456 | Calorimeters Copper 75 X 50 Mm. | <p>Copper calorimeter with parallel sides and rolled rim. </p> <p>Please note that natural oxidisation can occur. </p> <ul> <li>Dimensions: 75mm x 50mm</li> </ul> <p>Calorimeter Stirrer is available to purchase separately (B8R05623) </p> | 3.35 | EA | FVRATE20 | 1
Physics | F4A42468 | Calorimeters Copper 100 X 65 Mm | <p>Copper calorimeter with parallel sides and rolled rim. </p> <p>Please note that natural oxidisation can occur. </p> <ul> <li>Dimensions: 100mm x 65mm</li> </ul> <p>Calorimeter Stirrer is available to purchase separately (B8R05623) </p> | 5.79 | EA | FVRATE20 | 1
Physics | F4A42481 | Calorimeters Aluminium 75 X 50 Mm | <p>Aluminium calorimeter with parallel sides and rolled rim. </p> <p>Please note that natural oxidisation can occur. </p> <ul> <li>Dimensions: 75mm x 50mm</li> </ul> <p>Calorimeter Stirrer is available to purchase separately (B8R05623) </p> | 2.05 | EA | FVRATE20 | 1
Physics | F4A42584 | Immersion Heater 12V 50W | <p>A fully sheathed miniature 12V, 50W (nominal) heater specially developed for use with metal block calorimeters.</p> <p>The element is housed in a 150mm x 11mm stainless steel tube, the heated section occupying 70mm from the closed end. Electrical connection is via 300mm flying leads with heat resisting insulation, sealed into the body tube, terminating in 4mm sockets.</p> <p>An external Power Supply is required for use (B8G85458 or similar).</p> <p>The Immersion Heater is also available as a pack of 5 (B8R07559).</p> | 20.25 | EA | FVRATE20 | 1
Physics | F4A42730 | Thermal Conductivity Of Metals Apparatus | <p>Comprising bars of copper, iron, aluminium and brass with nominal thermal conductivities of 395, 72, 240 and 128 Wm-1K-1 respectively, each 80mm x 20mm x 1.5mm, provided with a hollow for wax and mounted on a wooden ring.</p> <ul> <li>Outside diameter: 130mm</li> <li>Inside diameter: 80mm</li> </ul> | 6.79 | EA | FVRATE20 | 1
Physics | F4A42754 | Convection In Water Apparatus 22mm Bore | <p>Comprising a 360mm x 210mm rectangle of 22mm diameter glass tubing.</p> <p>In use, the tube is mounted vertically in a retort stand. Convection currents may be generated by gently heating one of the lower corners of the rectangle, and a small amount of potassium manganate(VII) crystals dropped into the tubule will act as an indicator.&nbsp;</p> <p>It is made from borosilicate glass and can withstand temperatures up to 500 degrees.</p> <ul> <li>Clamps not included.</li> </ul> | 28.89 | EA | FVRATE20 | 1
Physics | F4A43345 | Solar Motor | <p>Precision low inertia motor with very low starting current, ideal for low power applications including solar cells and modules. Rotation is clockwise as viewed from shaft end. Disc varistor incorporated for EMC noise reduction. </p> <ul> <li>Dimensions: 24.3mm Dia. x 12.8mm high.</li> <li>Shaft length 6.0mm x 2.0mm dia.</li> <li>Weight 20g approx.</li> <li>120mm wire leads: Nominal voltage: 2.0V. No load speed: 2,300 RPM. No load current: 0.016A. Speed at max. efficiency: 1,760 RPM. Current at max. efficiency: 0.052A. Torque: 5.4g-cm.</li> <li>Stall torque: 10.7g-cm min.</li> </ul> <p>Solar Cells are available to purchase separately (B8A43369, B8A43370, B8A43357). </p> | 1.85 | EA | FVRATE20 | 1
Physics | F4A43369 | Solar Cell 0.45V 400mA | <p>Solar Cell: </p> <ul> <li>Current (Max): 400mA</li> <li>Dimensions: 75mm x 45mm</li> <li>Output Voltage: 0.45V in clear sunlight.</li> </ul> <p>They may be linked in series/parallel for increased power. </p> | 4.89 | EA | FVRATE20 | 1
Physics | F4A43370 | Solar Cell 0.45V 800mA | <p>Solar Cell: </p> <ul> <li>Current (Max): 800mA</li> <li>Dimensions: 95mm x 65mm</li> <li>Output voltage 0.45V in clear sunlight.</li> </ul> <p>They may be linked in series/parallel for increased power. </p> | 7.99 | EA | FVRATE20 | 1
Physics | F4A43485 | Wire Helix (slinky) 55mm | <p>Wire Helix (Slinky) - 55mm</p> <p>Ideal for demonstrating different types of waves. Flat-section steel wire in helical coil.</p> <p>Dimensions:</p> <ul> <li>Diameter: 75mm</li> <li>Height: 55mm</li> </ul> | 5.15 | EA | FVRATE20 | 1
Physics | F4A43497 | Wire Helix (slinky) 110mm | <p>Wire Helix (Slinky) - 110mm </p> <p>Ideal for demonstrating different types of waves. Flat-section steel wire in helical coil, </p> <p>Dimensions: </p> <ul> <li>Diameter: 75mm</li> <li>Height: 110mm</li> </ul> | 6.39 | EA | FVRATE20 | 1
Physics | F4A43503 | Wire Helix (slinky) 165mm | <p>Wire Helix (Slinky) - 165mm</p> <p>Ideal for demonstrating different types of waves. Flat-section steel wire in helical coil.</p> <p>Dimensions:</p> <ul> <li>Diameter: 75mm</li> <li>Height: 165mm</li> </ul> | 8.19 | EA | FVRATE20 | 1
Physics | F4A43515 | Steel Spring Narrow 20mm Dia X 3m Long | <p>Narrow Steel spring ideal for transverse wave motion experiments showing standing waves through interference between two waves, reflection of waves and the inversion of the pulse, and the relationships between the initiating pulse, pulse length, wave speed, amplitude and frequency.</p> <ul> <li>Spring Diameter: 20mm</li> <li>Closed Length: 3m</li> <li>Extended Length: 10m</li> </ul> | 16.35 | EA | FVRATE20 | 1
Physics | F4A43758 | Large Rectangular Plastic Tank. 600x 75 | <p>For refraction, reflection and wave demonstrations. The tank is transparent, long and narrow to give an adequate path length for wave experiments. A wave generator in the form of a plastic block with handle is provided. </p> <ul> <li>Dimensions: 600mm x 75mm x 200mm.</li> </ul> | 164.5 | EA | FVRATE20 | 1
Physics | F4A44106 | Light Box and Optical Set 12V 36W | <p>A set of optical apparatus for all types of optical experiment involving reflection, refraction and colour mixing. The principal component is a robust light box finished in matt black with a 20W halogen lamp with 0.75m of twin flex. One end of the box has a cylindrical convex lens in an adjustable sliding mount which allows a parallel, convergent or divergent beam to be produced. The other end of the box has a triple aperture system for colour mixing experiments, the lateral apertures have adjustable hinged mirrors. All apertures in the box are provided with vertical channels to hold slit plates and/or colour filters.</p> <p>Optical accessories included:</p> <ul> <li>Perspex blocks (prisms): One rectangular, one semi-circular, one triangular prism 60&deg; x 60&deg; x 60&deg;, one triangular prism 90&deg; x 60&deg; x 30&deg;, one triangular prism 90&deg; x 45&deg; x 45&deg;</li> <li>Cylindrical Perspex lenses: One double concave, one double convex (both with the same radius of curvature), one thick double convex</li> <li>Mirrors: One curved metallised plastic (parabolic), one curved metallised plastic (semi-circular), one plane glass (mounted on stand)</li> <li>Black plastic slit plates: One with three narrow slits and one narrow slit, one with four narrow slits and one wide slit</li> <li>Set of eight colour filters: Primary red, primary green, primary blue, cyan, violet, yellow, orange and magenta</li> <li>Set of eight coloured cards: Red, green, blue, violet, orange, cyan, yellow, pink</li> </ul> <p>The set is supplied complete with a spare lamp and a detailed instruction manual.</p> <ul> <li>Dimensions of light box: 170mm x 90mm x 55mm</li> </ul> <p>Power supply <strong>not included</strong> (PP00057620 or similar is required).</p> <p>The Light Box is also available to purchase separately (B8A44271).</p> | 48.35 | PK | FVRATE20 | 1
Physics | F4A44222 | Spare Pair Of Plastic Slit Plates | <p>Set of spare slit plates for use with the Light Box and Optical Set (B8A44106). </p> <ul> <li>Plate Dimensions: 90mm x 50mm x 3mm</li> <li>Pack Size: 2 plates</li> </ul> | 4.95 | PAA | FVRATE20 | 1
Physics | F4A44271 | Light Box Only | <p>Light box, with formers for a collimating lens and slit plates. This ray box is versatile and allows all colour mixing experiments due to the hinged mirrors provided. Comprises of a bright halogen lamp, with 4mm sockets.</p> <ul> <li>Includes a pair of slit plates</li> <li>Supplied without filters.</li> </ul> <p>Requires a 12V power supply (PP00057620 or similar).</p> <p>Also available to purchase with an Optical Set (B8A44106).</p> | 36.55 | EA | FVRATE20 | 1
Primary Science | F4A44439 | Unbreakable Mirror DblSided 150x100mmP10 | <p>Double-sided plastic plane mirrors with high quality mirror finish. These mirrors are flexible, unbreakable and can be cut into different shapes. They are ideal for use by children. They can be taped together for multiple reflections. Both sides are covered with a protective film.</p> <p>Uses include science experiments with light, maths shape and symmetry work, creative art and craft projects.</p> <ul> <li>Dimensions: 150mm x 100mm</li> <li>Pack of 10</li> </ul> <p>Other sized flexible mirror sheets are also available (B8A44428, B8A44416, B8A44404).</p> | 10.99 | P10 | FVRATE20 | 1
Primary Science | F4A44453 | Concave Convex Dbl Sided Mirrors 100mm | <p>Flexible metallised plastic double-sided concave/convex mirrors. Whilst being very strong, the mirrors may be easily subdivided with a sharp knife.</p> <ul> <li>Thickness 0.75mm.</li> <li>Dimensions: 100mm x 100mm.</li> <li>Pack of 10</li> </ul> | 6.59 | P10 | FVRATE20 | 1
Physics | F4A44556 | Unmounted Plane Mirror 75 X 25mm | <p>Unmounted Plane Glass Mirrors - 75mm x 25mm</p> <ul> <li>Silvered back with protective coating.</li> <li>Dimensions: 75mm x 25mm</li> <li>Thickness: 2mm</li> <li>Pack of 10</li> </ul> | 1.39 | P10 | FVRATE20 | 1
Physics | F4A44579 | Unmounted Plane Mirror 100x75mm | <p>Unmounted Plane Glass Mirrors - 100mm x 75mm</p> <ul> <li>Silvered back with protective coating.</li> <li>Dimensions: 100mm x 75mm</li> <li>Thickness: 2mm</li> <li>Pack of 10</li> </ul> | 4.15 | P10 | FVRATE20 | 1
Physics | F4A44581 | Unmounted Plane Mirror 150x50mm | <p>Unmounted Plane Glass Mirrors - 150mm x 50mm</p> <ul> <li>Silvered back with protective coating.</li> <li>Dimensions: 150mm x 50mm</li> <li>Thickness: 2mm</li> <li>Pack of 10</li> </ul> | 4.15 | P10 | FVRATE20 | 1
Physics | F4A44611 | Mounted Plane Mirror 75X25mm | <p>Mounted Plane Glass Mirror - 75mm x 25mm </p> <ul> <li>Silvered back with protective coating</li> <li>Mounted on a painted wooden block, 20mm thick.</li> <li>Dimensions: 75mm x 25mm</li> </ul> | 9.25 | EA | FVRATE20 | 1
Physics | F4A44623 | Mounted Plane Mirror 100X75mm | <p>Mounted Plane Glass Mirror - 100mm x 75mm </p> <ul> <li>Silvered back with protective coating</li> <li>Mounted on a painted wooden block, 20mm thick</li> <li>Dimensions: 100mm x 75mm</li> </ul> | 11.4 | EA | FVRATE20 | 1
Physics | F4A45585 | Prism Glass 60 X 60 X 60 25 Mm (l) | <p>Clear glass equilateral triangular prism made from white clear optical glass with optically polished faces.&nbsp; For educational use.&nbsp;&nbsp;</p> <ul> <li>Angles: 60&deg; x 60&deg; x 60&deg;.</li> <li>Refractive index: 1.52 approx.</li> <li>Prism Face Dimensions: 25mm x 25mm</li> <li>Prism Height: 25mm</li> </ul> | 4.15 | EA | FVRATE20 | 1
Physics | F4A45597 | Prism Glass 60 X 60 X 60 38 mm (l) | <p>Clear glass equilateral triangular prism made from clear optical glass with optically polished faces.&nbsp; For educational use.</p> <ul> <li>Angles: 60&deg; x 60&deg; x 60&deg;</li> <li>Refractive Index: 1.52 approx.</li> <li>Prism Face Dimensions: 38mm x 38mm</li> <li>Prism Height: 38mm</li> </ul> | 6.09 | EA | FVRATE20 | 1
Physics | F4A45603 | Prism Glass 60 X 60 X 60 63 mm (l) | <p>Clear glass equilateral triangular prism made from clear optical glass with optically polished faces. For educational use.</p> <ul> <li>Angles: 60&deg; x 60&deg; x 60&deg;.</li> <li>Refractive Index: 1.52 approx.</li> <li>Prism Face Dimensions: 63mm x 63mm</li> <li>Prism Height: 63mm</li> </ul> | 27.79 | EA | FVRATE20 | 1
Physics | F4A45615 | Prism Glass 35 x 25mm (Hypotenuse x L) | <p>Clear glass triangular prism made from clear white optical glass with optically polished faces.&nbsp; For educational use.</p> <ul> <li>Angles: 90&deg; x 45&deg; x 45&deg;</li> <li>Refractive index: 1.52 approx.</li> <li>Prism Face Dimensions: 35mm x 25mm x 25mm</li> <li>Prism Height: 25mm</li> </ul> | 4.55 | EA | FVRATE20 | 1
Physics | F4A45627 | Prism Glass 70 x 50mm (Hypotenuse x L) | <p>Clear glass triangular prism made from clear white optical glass with optically polished faces. For educational use.</p> <ul> <li>Angles: 90&deg; x45&deg; x 45&deg;</li> <li>Refractive index 1.52 approx.</li> <li>Prism Face Dimensions: 70mm x 50mm x 50mm</li> <li>Prism Height: 50mm</li> </ul> | 10.79 | EA | FVRATE20 | 1
Physics | F4A45639 | Prism Perspex 60 X 60 X 60 38 Mm (l) | <p>Clear Perspex equilateral triangular prism with polished faces. For educational use.</p> <ul> <li>Angles: 60&deg; x 60&deg; x 60&deg;.</li> <li>Refractive Index: 1.5 approx</li> <li>Prism Face Dimensions: 38mm x 38mm</li> <li>Prism Height: 38mm</li> </ul> | 4.55 | EA | FVRATE20 | 1
Physics | F4A45640 | Prism Perspex 60 X 60 X 60 63mm (l) | <p>Clear Perspex equilateral triangular prism with polished faces.&nbsp; For educational use.</p> <ul> <li>Angles: 60&deg; x 60&deg; x 60&deg;</li> <li>Refractive Index: 1.5 approx.</li> <li>Prism Face Dimensions: 63mm x 63mm</li> <li>Prism Height: 63mm</li> </ul> | 4.65 | EA | FVRATE20 | 1
Physics | F4A45652 | Prism Perspex 35 x 25mm (Hypotenuse x L) | <p>Clear Perspex triangular prism with polished faces.&nbsp; For educational use.</p> <ul> <li>Angles: 90&deg; x 45&deg; x 45&deg;.</li> <li>Refractive Index: 1.5 approx.</li> <li>Prism Face Dimensions: 35mm x 25mm</li> <li>Prism Height: 25mm</li> </ul> | 3.15 | EA | FVRATE20 | 1
Physics | F4A45688 | Light Guide Demonstrator | <p>The Light Guide Demonstrator is used for showing how the phenomenon of total internal reflection may be used to confine light within a guide or fibre, thus leading to an appreciation of the principles of optical communications. </p> <p>Comprising an acrylic bar (220mm x 20mm x 20mm), formed into a shallow 'S' shape. Whilst the shape of the bar prevents the direct passage of a light ray, if such a ray (from a light box or laser) is introduced into one end, it can be seen to be reflected several times, from the internal surfaces of the bar, to emerge from the other end. The lower surface of the bar is painted white to aid visibility of the path of the light ray. </p> <p>The Light Guide Demonstrator is also available to purchase as a pair with the LED.white by Unilab (B8R00001). </p> | 30.8 | EA | FVRATE20 | 1
Physics | F4A46231 | Demonstration Diffraction Slide | <p>The Diffraction Slide comprises of a card mount (90mm x 40mm approximately) with three 16mm x 9mm apertures, each containing a diffraction grating replica: </p> <ul> <li>100 lines/mm</li> <li>300 lines/mm</li> <li>600 lines/mm</li> </ul> | 23.95 | EA | FVRATE20 | 1
Physics | F4A46279 | Diffraction Grating 300 Lines Mm | <p>Diffraction Grating - 300 lines/mm </p> <ul> <li>Dimensions: 50mm x 50mm mount.</li> </ul> | 12.79 | EA | FVRATE20 | 1
Physics | F4A46280 | Diffraction Grating 600 Lines Mm | <p>Diffraction Grating - 600 lines/mm </p> <ul> <li>Dimensions: 50mm x 50mm mount.</li> </ul> | 19.89 | EA | FVRATE20 | 1
Physics | F4A46395 | The Harris Advanced Spectrometer 30 | <p>The Spectrometer is an incredibly important and powerful scientific instrument, as it allows analysis of the composition of matter and the structure of atoms, just from the light emitted or absorbed by it. </p> <p>The principle is simple; incident light is bent, or refracted, through an optical device such as a prism or diffraction grating. A spectrum is produced, each wavelength of light refracted by a unique angle. By measuring the angles at which light is refracted, a precise spectrum can be determined. By looking at what spectral lines are missing, otherwise known as an absorption spectrum, the composition of a body that does not emit its own light, such as a gas cloud, can be determined. </p> <p>A spectrometer has applications in many areas of science, including astronomy and analytical chemistry. When combined with a Spectrum Lamp, Spectrometers provide an accessible way to teach this essential area of Physics. </p> <p> Scale: </p> <ul> <li>The 177mm diameter circle is fixed, and the table and telescope movements are completely independent of each other.</li> <li>Both movements can be read to 30 sec. of arc by means of bouble ended verniers.</li> <li>Both rotations have fine adjustment screws, and release of a clamping screw enables coarse adjustment to be made by hand.</li> </ul> <p>Collimator: </p> <ul> <li>Mounted on fixed pillar and fitted with 178mm focus achromatic objective, 32mm clear aperture. A unilaterally adjustable slit, 6mm long is also fitted.</li> <li>Telescope: Mounted on moveable pillar and fitted with 178mm focus achromatic objective, 32mm clear aperture. Also fitted is a x15 Ramsden eyepiece and a cross line graticule.</li> <li>Both the telescope and the collimator have rack and pinion focusing.</li> </ul> <p>Prism Table: </p> <ul> <li>The table is marked with lines to assist placing the prism with respect to the table levelling screws, and has interchangeable clamping units for the prism and a diffraction grating.</li> </ul> <p>Standard accessories supplied:- </p> <ul> <li>1 x dense flint glass prism.</li> <li>1 x prism clamp.</li> <li>1 x diffraction grating holder.</li> <li>1 x Watchmaker's eyeglass.</li> <li>1 x tommy bar for adjusting optical axes.</li> <li>1 x Polished hardwood case.</li> </ul> <p> </p> | 621.45 | EA | FVRATE20 | 1
Physics | F4A46413 | Spectrometer Prism Extra Dense Flint | <p>Spectrometer Prism</p> <ul> <li>60&deg; x 60&deg; x 60&deg;.</li> <li>Extra dense flint glass.</li> <li>Refractive index 1.7 approximately.</li> <li>Optically polished and made from white optical glass</li> <li>Dimensions: 32mm x 32mm.</li> </ul> | 14.59 | EA | FVRATE20 | 1
Physics | F4A46539 | Spectrum Tubes - Hydrogen | <p>Philip Harris Spectrum Tube - Hydrogen</p> <p>Hydrogen gas-filled discharge tube for studying typical spectra of the different gases and for use in calibrating spectrometers. The glass body is provided with metal end caps and is constricted along the middle portion to concentrate the discharge glow.</p> <ul> <li>Tube Length: 260mm</li> <li>Strike Voltage: 2500V - 3500V</li> <li>Maximum Recommended Running Current: 3mA</li> <li>Recommended Run Cycle: 30 seconds on, 30 seconds off</li> </ul> <p>Requires the following equipment to operate:</p> <ul> <li>Spectrum Tube Holder with Power Supply - B8R08098</li> </ul> <p><strong>Or:</strong></p> <ul> <li>Spectrum Tube Holder - B8R06039</li> <li>E.H.T. Power Supply - B8R02653</li> <li>E.H.T. Safety Experiment Leads - B8R07149</li> </ul> <p>Alternative individual tubes are available to purchase separately:</p> <ul> <li>Argon - B8R06989</li> <li>Helium - B8R06986</li> <li>Krypton - B8R06991</li> <li>Mercury Vapour - B8R06990</li> <li>Neon - B8A46565</li> <li>Nitrogen - B8A46541</li> <li>Oxygen - B8A46553</li> <li>Xenon - B8R06992</li> </ul> <p>There is also a bundle of 4 tubes available - B8R06832 - Hydrogen, Nitrogen, Oxygen, Neon</p> | 21.35 | EA | FVRATE20 | 1
Physics | F4A46541 | Spectrum Tubes - Nitrogen | <p>Philip Harris Spectrum Tube - Nitrogen</p> <p>Nitrogen gas-filled discharge tube for studying typical spectra of the different gases and for use in calibrating spectrometers. The glass body is provided with metal end caps and is constricted along the middle portion to concentrate the discharge glow.</p> <ul> <li>Tube Length: 260mm</li> <li>Strike Voltage: 3000V-4200V</li> <li>Maximum Recommended Running Current: 3mA</li> <li>Recommended Run Cycle: 30 seconds on, 30 seconds off</li> </ul> <p>Requires the following equipment to operate:</p> <ul> <li>Spectrum Tube Holder with Power Supply - B8R08098</li> </ul> <p><strong>Or:</strong></p> <ul> <li>Spectrum Tube Holder - B8R06039</li> <li>E.H.T. Power Supply - B8R02653</li> <li>E.H.T. Safety Experiment Leads - B8R07149</li> </ul> <p>Alternative individual tubes are available to purchase separately:</p> <ul> <li>Argon - B8R06989</li> <li>Helium - B8R06986</li> <li>Hydrogen - B8A46539</li> <li>Krypton - B8R06991</li> <li>Mercury Vapour - B8R06990</li> <li>Neon - B8A46565</li> <li>Oxygen - B8A46553</li> <li>Xenon - B8R06992</li> </ul> <p>There is also a bundle of 4 tubes available - B8R06832 - Hydrogen, Nitrogen, Oxygen, Neon</p> <ul> <li>Diffraction Spectroscope available separately: B8A81802</li> </ul> | 21.35 | EA | FVRATE20 | 1
Physics | F4A46553 | Spectrum Tubes - Oxygen | <p>Philip Harris Spectrum Tube - Oxygen</p> <p>Gas-filled discharge tube for studying typical spectra of the different gases and for use in calibrating spectrometers. The glass body is provided with metal end caps and is constricted along the middle portion to concentrate the discharge glow.</p> <ul> <li>Tube Length: 260mm</li> <li>Strike Voltage: 3000V - 4200V</li> <li>Maximum Recommended Running Current: 3mA</li> <li>Recommended Run Cycle: 30 seconds on, 30 seconds off</li> </ul> <p>Requires the following equipment to operate:</p> <ul> <li>Spectrum Tube Holder with Power Supply - B8R08098</li> </ul> <p><strong>Or:</strong></p> <ul> <li>Spectrum Tube Holder - B8R06039</li> <li>E.H.T. Power Supply - B8R02653</li> <li>E.H.T. Safety Experiment Leads - B8R07149</li> </ul> <p>Alternative individual tubes are available to purchase separately:</p> <ul> <li>Argon - B8R06989</li> <li>Helium - B8R06986</li> <li>Hydrogen - B8A46539</li> <li>Krypton - B8R06991</li> <li>Mercury Vapour - B8R06990</li> <li>Neon - B8A46565</li> <li>Nitrogen - B8A46541</li> <li>Xenon - B8R06992</li> </ul> <p>There is also a bundle of 4 tubes available - B8R06832 - including Hydrogen, Nitrogen, Oxygen, Neon</p> <ul> <li>Diffraction Spectroscope available separately: B8A81802</li> </ul> | 17.79 | EA | FVRATE20 | 1
Physics | F4A46565 | Spectrum Tubes - Neon | <p>Philip Harris Spectrum Tube - Neon</p> <p>Neon gas-filled discharge tube for studying typical spectra of the different gases and for use in calibrating spectrometers. The glass body is provided with metal end caps and is constricted along the middle portion to concentrate the discharge glow.</p> <ul> <li>Tube Length: 260mm</li> <li>Strike Voltage: 2000V - 3200V</li> <li>Maximum Recommended Running Current: 3mA</li> <li>Recommended Run Cycle: 30 seconds on, 30 seconds off</li> </ul> <p>Requires the following equipment to operate:</p> <p>Spectrum Tube Holder with Power Supply - B8R08098</p> <p><strong>Or:</strong></p> <ul> <li>Spectrum Tube Holder - B8R06039</li> <li>E.H.T. Power Supply - B8R02653</li> <li>E.H.T. Safety Experiment Leads - B8R07149</li> </ul> <p>Alternative individual tubes are available to purchase separately:</p> <ul> <li>Argon - B8R06989</li> <li>Helium - B8R06986</li> <li>Hydrogen - B8A46539</li> <li>Krypton - B8R06991</li> <li>Mercury Vapour - B8R06990</li> <li>Nitrogen - B8A46541</li> <li>Oxygen - B8A46553</li> <li>Xenon - B8R06992</li> </ul> <p>There is also a bundle of 4 tubes available - B8R06832 - Hydrogen, Nitrogen, Oxygen, Neon</p> <ul> <li>Diffraction Spectroscope available separately: B8A81802</li> </ul> | 17.79 | EA | FVRATE20 | 1
Physics | F4A46784 | Tel-X-Ometer | <p>The Tel-X-Ometer enables X-Ray investigations to be carried out in the normal school laboratory. Extensive safety precautions are built into the apparatus, which conforms completely to the recommendations of the International Commission on Radiological Protection, 1968.</p> <p>Schools should check CLEAPSS guide L93 Ionising Radiations and Radioactive Substances before purchase.</p> <p>The radiation level at 50mm from any part of the surface of the instrument does not exceed 0.5mR per hour. Also, in accordance with the recommendations laid down, a warning card is supplied with each instrument for affixing to the door of the room where the experiments are to be conducted.</p> <p>The apparatus is in effect an X-ray spectrometer which, by means of simple adaptations, will fulfil a range of requirements as follows:</p> <ul> <li>A broad beam of X-rays for analysis of their general properties</li> <li>Single crystal Bragg Diffractometer having a scale accuracy of 5 minutes of arc</li> <li>Powder Camera for Debye/Scherrer experiments to an accuracy of 30 minutes of arc</li> <li>Fluorescent radiation emitter for a study of the Moseley Theory</li> <li>An experimental region for the mounting of innovative studies of the teachers choice.</li> </ul> <p>A specially designed miniature X-ray tube is used which protrudes through the cast aluminium base of the spectrometer table and is enclosed within a thick walled lead glass dome.</p> <p>The apparatus is supplied with the X-ray tube installed and aligned for immediate use. Every instrument is carefully checked under working conditions before dispatch, in addition to thorough testing of the X-ray tube itself.</p> <p>Mains power is supplied via 2m of 3-core cable and a sector enables the instrument to operate on voltages between 110 and 240, at 50 to 60Hz.</p> <p>A detailed instruction book is provided giving set-up details, notes for twenty-five experiments (using the accessory set which is available separately - B8R06807) and teacher's notes.</p> <p>Technical Specifications:</p> <p>X-Ray Tube:</p> <ul> <li>Anode Voltage: 20/30kV selectable with electronic stabilisation</li> <li>Emitter Current: 0-80&micro;A continuously adjustable with electronic stabilisation</li> <li>Radiation Dosage: &lt;0.1mrem/h &macr;&sup1; at 0.1m from accessible surface</li> <li>Heated Cathode: 4V, 1A</li> <li>Focal Point: 5mm x 1mm</li> <li>Anode Material: Copper</li> <li>Leaded Glass Collimator: 5mm Diameter</li> <li>Beam Divergence: Better than 10&deg;</li> <li>Wavelength Characteristic Radiation: Cu-Ka: 154pm, Cu-K&szlig;: 138pm</li> <li>Dimensions: 100mm x 32mm diameter</li> </ul> <p>Counter Tube Goniometer:</p> <ul> <li>Pivot Range: 0&deg;, +10&deg; to +130&deg; and -10&deg; to -130&deg; relative to the axis of the beam</li> <li>Angle Coupling: Independent of sample holder alignment or in the ratio 2:1</li> <li>Accuracy of Bragg Angle 2?: 5 minutes of arc</li> <li>Timer: 0 to 60 minutes, continuously adjustable</li> <li>Mains: 115V/230V, 50/60Hz via mains lead</li> <li>Power Consumption: 100VA</li> </ul> <p>Overall Dimensions:</p> <ul> <li>Height: 250mm</li> <li>Diameter: 370mm</li> <li>Mass: 9kg</li> <li>Supplied complete with X-ray tube.</li> </ul> <p>Associated products include:</p> <ul> <li>B8R06807 - Basic Accessory Kit for Tel-X-Ometer</li> <li>B8R06805 - Geiger-Muller Tube for Tel-X-Ometer</li> </ul> | 7366.15 | EA | FVRATE20 | 1
Physics | F4A46978 | Rectangular Magnets Alnico 75x15x10mm | <p>Alnico Rectangular Bar Magnets</p> <ul> <li>Dimensions: 75mm x 15mm x 10mm</li> <li>Supplied in pairs with keepers</li> </ul> | 13.49 | PAA | FVRATE20 | 1
Physics | F4A47119 | Magnet Kit Assortment | <p>A comprehensive selection of magnets and materials supplied in a plastic container for convenient storage.</p> <p>The kit Includes:</p> <ul> <li>Alnico bar magnets,</li> <li>Alnico button magnets,</li> <li>Round and square alcomax bars,</li> <li>Ferrite blocks and rings,</li> <li>Chrome steel horseshoe magnet,</li> <li>Alnico horseshoe magnet,</li> <li>Iron filings bubble,</li> <li>Pair of plastic-cased bar magnets,</li> <li>Coloured squares of magnetic rubber,</li> <li>Chrome steel bars,</li> <li>A metal disc set</li> <li>Plotting compasses.</li> </ul> <p>Dimensions of the case: 320mm x 220mm x 50mm.</p> <p>Age: Suitable for use with children under adult supervision.</p> | 60.45 | KIT | FVRATE20 | 1
Physics | F4A47132 | Neodymium Magnets 10x 8mm | <p>Size for size, Neodymium Magnets are the most powerful magnets to be developed, also referred to as Earth Magnets. They may be used for many magnetic demonstrations where intense field strength is an important criterion. For example, if a neodymium magnet is dropped down a length of copper plumbing pipe, the eddy currents generated in the copper by the passage of the magnet create a retarding field great enough to measurably increase the time of fall of the magnet.</p> <ul> <li>Dimensions: 10mm x 8mm</li> </ul> <p>Alternative sizes are also available (B8A47144 - 20mm x 10mm, B808026 - 4mm x 10mm)</p> <p>WARNING:</p> <ul> <li>Supervision required when using strong earth magnets.</li> <li>Harmful if swallowed.</li> </ul> | 2.05 | EA | FVRATE20 | 1
Physics | F4A47144 | Neodymium Magnet 20 X 10mm Dia X Thic | <p>Size for sizeNeodymium Magnets are the most powerful magnets to be developed, also referred to as Earth Magnets. They may be used for many magnetic demonstrations where intense field strength is an important criterion. For example, if a neodymium magnet is dropped down a length of copper plumbing pipe, the eddy currents generated in the copper by the passage of the magnet create a retarding field great enough to measurably increase the time of fall of the magnet. </p> <ul> <li>Dimensions: 20mm x 10mm</li> </ul> <p>Alternative sizes are also available (B8R08026 - 4mm x 10mm, B8A47132 - 10mm x 10mm) </p> <p>WARNING: </p> <ul> <li>Supervision required when using strong earth magnets.</li> <li>Harmful if swallowed.</li> </ul> | 6.79 | EA | FVRATE20 | 1
Physics | F4A47314 | Set Of 12 Metal Strips | <p>A set of twelve metal strips for magnetism work. Each stamped with a key letter for identification. Ideal for experiments to demonstrate magnetic properties and classifications of metals.</p> <p>The metal strips consist of:</p> <ul> <li>Soft Aluminium</li> <li>Brass</li> <li>Copper</li> <li>Mild Steel</li> <li>Magnetic Stainless Steel</li> <li>Non-magnetic Stainless Steel</li> <li>Galvanised Steel</li> <li>Hard Aluminium</li> <li>Phosphor Bronze</li> <li>Nickel Silver</li> <li>Zinc Plated Mild Steel</li> <li>Zinc</li> </ul> <p>Each strip size is 50x25x1mm</p> | 8.09 | P12 | FVRATE20 | 1
Physics | F4A47958 | EBONITE ROD 300 X 13MM DIA. | <p>Ebonite Friction Rod for producing electrostatic charges by friction.</p> <p>Dimensions:</p> <ul> <li>Length: 300mm</li> <li>Diameter: 13mm</li> </ul> <p>Alternative rod materials are available to purchase separately:</p> <ul> <li>Perspex - B8A47969</li> <li>Polycarbonate - B8L01491</li> <li>Polythene - B8H26631</li> </ul> | 1.95 | EA | FVRATE20 | 1
Physics | F4A47969 | PERSPEX ROD 300 X 13MM DIA | <p>Perspex Friction Rod with a polished finish for producing electrostatic charges by friction.</p> <p>Dimensions:</p> <ul> <li>Length: 300mm</li> <li>Diameter 13mm</li> </ul> <p>Alternative rod materials are available to purchase separately:</p> <ul> <li>Ebonite - B8A47958</li> <li>Polycarbonate - B8L01491</li> <li>Polythene - B8H26631</li> </ul> | 4.05 | EA | FVRATE20 | 1
Physics | F4A48215 | Wimshurst Machine Electrostatic | <p>This electrostatic generator is capable, under dry atmospheric conditions, of producing sparks up to 80mm long. The revolving discs are 300mm in diameter. The neutralising bars are provided with replaceable tinsel tapes. The charge collectors are carried on a horizontal insulating beam and also have replaceable tinsel pick-ups. A pair of Leyden jars are incorporated. The apparatus is mounted on a plastic surfaced baseboard with rubber feet, which also carries a pair of earthing terminals for the Leyden jars. </p> <p>Overall Dimensions: </p> <ul> <li>Width: 360mm</li> <li>Depth: 200mm</li> <li>Height: 405mm</li> </ul> | 118.09 | EA | FVRATE20 | 1
Physics | F4A49086 | Rheostat Single Tube 135 Ohms 1.4a | <p>We supply a comprehensive range of rheostats offering excellent value for money. They are wound with heavily oxidised resistance wire on a vitreous enamelled tube with the winding secured in place with a ceramic cement. The tube is supported on robust diecast end stands and the heavy duty sliding contact is of the multi-leaf phosphor bronze type, nickel-plated for corrosion resistance. 4mm terminal posts are fitted, facilitating external connection by conventional 4mm plug leads, spade terminals or bare-ended leads.</p> <p>Rheostat, Standard Range - 1.4A</p> <p>Features:</p> <ul> <li>Resistance: 135&Omega;</li> <li>Max Current: 1.4A</li> <li>Tube Size: 200mm x 43mm</li> <li>Overall Size: 250mm x 100mm x 65mm</li> </ul> | 36.55 | EA | FVRATE20 | 1
Physics | F4A49098 | Rheostat Single Tube 55 Ohms 2.3a | <p>We supply a comprehensive range of rheostats offering excellent value for money. They are wound with heavily oxidised resistance wire on a vitreous enamelled tube with the winding secured in place with a ceramic cement. The tube is supported on robust diecast end stands and the heavy duty sliding contact is of the multi-leaf phosphor bronze type, nickel-plated for corrosion resistance. 4mm terminal posts are fitted, facilitating external connection by conventional 4mm plug leads, spade terminals or bare-ended leads.</p> <p>Rheostat, Standard Range - 2.3A</p> <p>Features:</p> <ul> <li>Resistance: 55&Omega;</li> <li>Max Current: 2.3A</li> <li>Tube Size: 200mm x 43mm</li> <li>Overall Size: 255mm x 100mm x 65mm</li> </ul> | 36.55 | EA | FVRATE20 | 1
Physics | F4A49104 | Rheostat Single Tube 16 Ohms 4a Tube | <p>We supply a comprehensive range of rheostats offering excellent value for money. They are wound with heavily oxidised resistance wire on a vitreous enamelled tube with the winding secured in place with a ceramic cement. The tube is supported on robust diecast end stands and the heavy duty sliding contact is of the multi-leaf phosphor bronze type, nickel-plated for corrosion resistance. 4mm terminal posts are fitted, facilitating external connection by conventional 4mm plug leads, spade terminals or bare-ended leads.</p> <p>Rheostat, Standard Range - 4A</p> <p>Features:</p> <ul> <li>Resistance: 16&Omega;</li> <li>Max Current: 4A</li> <li>Tube size: 200 x 43mm</li> <li>Overall size: 255 x 100 x 63mm</li> </ul> | 36.55 | EA | FVRATE20 | 1
Physics | F4A49116 | Rheostat Single Tube 8.5 Ohms 5a | <p>We supply a comprehensive range of rheostats offering excellent value for money. They are wound with heavily oxidised resistance wire on a vitreous enamelled tube with the winding secured in place with a ceramic cement. The tube is supported on robust diecast end stands and the heavy duty sliding contact is of the multi-leaf phosphor bronze type, nickel-plated for corrosion resistance. 4mm terminal posts are fitted, facilitating external connection by conventional 4mm plug leads, spade terminals or bare-ended leads.</p> <p>Rheostat, Standard Range - 5A</p> <p>Features:</p> <ul> <li>Resistance: 8.5&Omega;</li> <li>Max Current: 5A</li> <li>Tube Size: 200mm x 43mm</li> <li>Overall Size: 255mm x 100mm x 63mm</li> </ul> | 36.99 | EA | FVRATE20 | 1
Physics | F4A49165 | Rheostat Single Tube 37 Ohms 3.2a Tube | <p>We supply a comprehensive range of rheostats offering excellent value for money. They are wound with heavily oxidised resistance wire on a vitreous enamelled tube with the winding secured in place with a ceramic cement. The tube is supported on robust diecast end stands and the heavy duty sliding contact is of the multi-leaf phosphor bronze type, nickel-plated for corrosion resistance. 4mm terminal posts are fitted, facilitating external connection by conventional 4mm plug leads, spade terminals or bare-ended leads.</p> <p>Rheostat, Standard Range - 3.A</p> <p>Features:</p> <ul> <li>Resistance: 37 &Omega;</li> <li>Max Current: 3.2A</li> <li>Tube Size: 300mm x 43mm</li> <li>Overall size: 355mm x 100mm x 63mm</li> </ul> | 39.55 | EA | FVRATE20 | 1
Physics | F4A49463 | Universal Stand For Teltron | <p>This Universal Stand is a tube holder made of robust plastic for holding D-series electron tubes. The stand has a wishbone, 360&deg; rotating clamp made of heat-resistant plastic and two base holes for affixing the Teltron Helmholtz Coils D. The stand is on rubber feet to prevent it from slipping.</p> <p>Specifications:</p> <ul> <li>Dimensions: approx. 230mm x 175mm x 320mm</li> <li>Weight: approx. 1.5 kg</li> </ul> <p>This product is required in order to operate Teltron Tubes and Helmholtz Coils.</p> | 272.35 | EA | FVRATE20 | 1
Physics | F4A49475 | HELMHOLTZ COILS | <p>A pair of Helmholtz Coils for generating a uniform magnetic field perpendicular to the axis of the Teltron D series tubes. The Teltron Tube Holder D (B8A49463) allows the coils to be configured in the Helmholtz geometry or to produce magnetic fields aligned vertically, or coaxial, with respect to the tube axis. The maximum field strength generated by the coils (~ 10 mT) is approximately 300 times weaker than that produced by an MRI machine (~ 3T), which are known to be safe for use by people with medical implants such as pacemakers.</p> <p>Technical Specifications:</p> <ul> <li>Number of turns: 320</li> <li>Max. continuous current: 1.0 A</li> <li>Max. momentary current: 10 min @ 1.5 A; 3 min @ 2 A</li> <li>Effective impedance: 6&Omega;</li> <li>Max. field strength: approx. 10 mT</li> <li>Connectors: 4mm sockets</li> </ul> <p>Requires a 20V Power Supply (B8G85483) and 4mm Leads (B8R06545)</p> | 396.05 | PAA | FVRATE20 | 1
Physics | F4A49505 | Planar Diode | <p>High-vacuum electron tube with thermionic cathode for demonstrating the thermoelectric effect (Edison effect). Use the tube to investigate the relationship between measured emission current and the voltage applied to the cathode. Also investigate the characteristics of diodes via the process of rectification.</p> <p>The diode is used to show the basic thermionic effects in vacuum tubes, including:</p> <ul> <li>Current flow between an incandescent filament and a cold electrode (the Edison effect).</li> <li>Characteristic anode current/ anode voltage curves for different filament temperatures.</li> <li>Application of a diode as a rectifier.</li> </ul> <p>The diode consists of a basic glass spherical body with a cylindrical neck, containing a tungsten filament with 4mm connection sockets in the plastic cap on the neck and a circular anode plate connected to a 4mm plug connection on the sphere.</p> <ul> <li>Operating instructions supplied.</li> </ul> <p>Technical Specifications:</p> <ul> <li>Maximum filament voltage: &le;7.5 V AC/DC</li> <li>Maximum anode voltage: 500 V</li> <li>Anode current: 2.5mA at 300V</li> </ul> <p>Requires the following products to operate:</p> <ul> <li>B8A49463 - Universal Stand</li> <li>HT Power Supply - to power the anode (*coming soon*)</li> <li>B8G85458 - Bench Power Supply - to power the filament</li> <li>B8R06545 - 4mm Leads</li> </ul> | 613.99 | EA | FVRATE20 | 1
Physics | F4A49517 | Maltese Cross Tube | <p>High-vacuum electron tube with divergent electron gun aimed at a fluorescent screen partially obscured by a Maltese cross. For demonstrating the linear propagation of electrons in the absence of applied electromagnetic fields by projecting the shadow of a Maltese cross onto the fluorescent screen. Application of a magnetic field using the Helmholtz Coils (B8A49475) allows for students to study the fundamental science of electron optics, such as beam focusing.</p> <p>The tube comprises of the standard spherical glass body with cylindrical neck, a diode electron gun with a filament and cylindrical anode connected to 4mm sockets in the plastic cap, a metal Maltese cross mounted in the centre of the sphere (connected via a 4mm plug in one of the side caps) and a phosphor coated screen.</p> <p>Technical Specifications:</p> <ul> <li>Maximum filament voltage: &le;7.5V AC/DC</li> <li>Maximum anode voltage: 5 kV</li> <li>Anode current: 0.18mA at 4kV</li> </ul> <p>Requires the following equipment to operate:</p> <ul> <li>B8A49463 - Universal Stand</li> <li>B8R02653 - EHT Power Supply - to power the anode</li> <li>B8R07149 - EHT Experiment Leads (3 required)</li> <li>B8G85458 - Bench Power Supply - to power the filament</li> <li>B8R06545 - 4mm Leads</li> <li>B8A49475 - Helmholtz Coils (Optional)</li> <li>B8G85483 - College Power Supply Unit - to power the optional Helmholtz Coils</li> </ul> | 648.79 | EA | FVRATE20 | 1
Physics | F4A49529 | Perrin Tube Teltron | <p>Highly evacuated electron tube with focusing electron gun and fluorescent screen inclined relative to the beam axis so that the path of the beam can be seen and the effects of electric and magnetic fields can be studied.</p> <p>The electron beam can be deflected using two methods:</p> <ol> <li>Electrically - using the electric field of the built-in plate capacitor</li> <li>Magnetically - using external Helmholtz Coils (B8A49529)</li> </ol> <p>You are also able to determine the fundamental electron charge-to-mass ratio (e/m) and study mean electron velocities using field cancellation.</p> <p>The Perrin Tube may be used to show that charge can be accumulated in the Faraday pail incorporated, that the charge does not disappear when the filament is switched off and therefore that cathode rays must consist of charged particles. Electron deflection sensitivity may be measured using Helmholtz coils to deflect the beam.</p> <p>Cathode ray tube operation may also be demonstrated, using a 'secondary coil' for the transverse field. The Perrin tube comprises a standard spherical glass body with a cylindrical neck containing a diode electron gun with filament and cylindrical anode, and a Faraday's pail in the sphere, at 45&deg; to the axis. Connections to the diode electron gun are via 4mm sockets in the moulded cap and the Faraday's pail connection is via a 4mm plug in 1 of the side caps. The end of the sphere has an internal phosphor coating providing a luminescent screen.</p> <p>Technical Specifications:</p> <ul> <li>Maximum filament voltage: &le;7.5V AC/DC</li> <li>Maximum anode voltage: 5 kV</li> <li>Maximum capacitor voltage: 500 V</li> <li>Typical Operation at 4000V: Anode current: 1.8mA, Beam current: 4&micro;A</li> </ul> <p>Requires the following products to operate:</p> <ul> <li>B8A49463 - Universal Stand</li> <li>B8R02653 - EHT Power Supply - to power the anode</li> <li>B8R07149 - EHT Experiment Leads (3 required)</li> <li>B8G85458 - Bench Power Supply - to power the filament</li> <li>B8R06545 - 4mm Leads</li> <li>B8A49475 - Helmholtz Coils</li> <li>B8G85483 - College Power Supply Unit - to power the Helmholtz Coils</li> </ul> | 621.35 | EA | FVRATE20 | 1
Physics | F4A49530 | DEFLECTION E/M TUBE | <p>Highly evacuated electron tube with focusing electron gun and inclined fluorescent screen so the path of the beam can be seen and the effects of electric and magnetic fields can be studied. The electron beam can be deflected electrically in the electric field and magnetically by using the Helmholtz coil pair (B8A49475). By adjusting the electric field so that it cancels the magnetic deflection, it is possible to determine the specific charge e/m and the velocity of the electrons.</p> <p>Simple electrostatic and magnetic deflection may be demonstrated and the relationships shown between the plate potentials or coil currents and degree of deflection. The 'electron mirror' effect producing trochoidal spirals is easily shown and also the magnetic focusing at points along the trochoid.</p> <p>The Deflection e/m Tube is the standard glass sphere with cylindrical neck and has a diode electron gun with filament and cylindrical anode. In the centre of the sphere, and angled at 15&deg; across the axis, is a mica screen measuring approximately 90mm in length and 60mm in height. The undivided side is coated with phosphor and produces a clear fluorescent trace when irradiated by the electron beam. The top and bottom edges of the mica plate are supported by horizontal metal plates which are connected to an E.H.T. Power Supply.</p> <p>Technical Specifications:</p> <ul> <li>Maximum filament voltage: &le;7.5V AC/DC</li> <li>Maximum anode voltage: 5000 V</li> <li>Anode current: approx. 0.1 mA at 4000 V</li> <li>Maximum capacitor voltage: 5000 V</li> </ul> <p>Dimensions:</p> <ul> <li>Glass bulb: approx. 130 mm diameter</li> <li>Total length: approx. 260 mm</li> <li>Fluorescent Screen: approx. 90mm x 60mm</li> </ul> <p>Requires the following equipment to operate:</p> <ul> <li>B8A49463 - Universal Stand</li> <li>B8R02653 - EHT Power Supply - to power the anode &amp; deflector plate</li> <li>B8R07149 - EHT Experiment Leads (4 required)</li> <li>B8G85458 - Bench Power Supply - to power the filament</li> <li>B8R06545 - 4mm Leads</li> <li>B8A49475 - Helmholtz Coils</li> <li>B8G85483 - College Power Supply Unit - to power the Helmholtz Coils</li> </ul> | 924.45 | EA | FVRATE20 | 1
Physics | F4A49554 | DOUBLE FINE BEAM TUBE GAS FILLED | <p>Part evacuated electron tube, filled with neon at low pressure with a tangential and axial electron gun. For determining specific charge e/m from the diameter of the filament beam in the case of tangential bombardment and a perpendicularly aligned magnetic field, and observing spiral paths of electrons in the case of axial bombardment and a co-axial magnetic field.</p> <p>The electron paths are rendered visible in the form of fine luminescent beams through impact excitation of the neon atoms.</p> <p>The Dual Fine Beam tube is neon filled and electron beams may be observed throughout the full length of their travel within the tube, an orange glow being emitted during the gas/electron collisions. The tangential beam can be deflected by the use of Helmholtz Coils (B8A49475) to produce a completely circular path permitting e/m measurements to be made. Clear free path studies may be made and phenomena such as screen blanking due to charge build up on the screen my be observed. Within the tube are mounted two electron guns with indirectly hated cathodes, with one gun pointing along the axis of the tube, while the other is tangential to the axis, either gun being selected by a switch on the cylinder cap. The angle of projection from the guns is adjustable by means of miniature deflection plates near the gun outlets, a small potential being applied via 4mm connections at the side of the cylindrical neck. The end of the body has a phosphor coated screen for use with the axial gun.</p> <p>Technical Specifications:</p> <ul> <li>Maximum filament voltage: &le;7.5 V AC/DC</li> <li>Anode voltage: 120-300V DC</li> <li>Maximum anode current: 30 mA</li> <li>Maximum deflection voltage: 50 V DC</li> </ul> <p>Dimensions:</p> <ul> <li>Glass bulb: approx. 130 mm diameter</li> <li>Total length: approx. 260 mm</li> </ul> <p>Requires the following products to operate:</p> <ul> <li>B8A49463 - Universal Stand</li> <li>HT Power Supply - to power the Anode (*coming soon*)</li> <li>B8G85458 - Bench Power Supply - to power the filament</li> <li>B8A49475 - Helmholtz Coils</li> <li>Stackable 4mm Plug Leads (black)</li> <li>Stackable 4mm Plug Leads (red)</li> </ul> | 919.75 | EA | FVRATE20 | 1
Physics | F4A49566 | ELECTRON DIFFRACTION TUBE | <p>Highly evacuated electron tube for demonstrating the wave nature of electrons through the observation of interference caused by passage of electrons through a polycrystalline graphite lattice (Debye-Scherrer diffraction) and rendered visible on a fluorescent screen. Also intended for determining the wavelength as a function of the anode voltage from the radii of the diffraction rings and the lattice plane spacing of graphite, as well as confirming de Broglie's hypothesis.</p> <p>The tube uses an electron gun with an indirectly heated cathode to project a narrow converging beam of electrons through a thin layer of graphitised carbon supported on a fine mesh grid over the exit aperture of the gun. The cathode rays are diffracted in passing through the carbon layer and produce a ring pattern on the phosphor coated end of the tube. Study of the ring pattern and it's variation with different anode voltages permits the study and verification of the de Broglie's hypothesis, shows the dual nature of the electron, permits the calculation of the spacing of diffracting planes and suggests the probable arrangement of carbon atoms.</p> <ul> <li>Operating instructions supplied.</li> </ul> <p>Technical Specifications:</p> <ul> <li>Maximum filament voltage: &le;7.5V AC/DC</li> <li>Maximum anode voltage: 5 kV</li> <li>Anode current: 0.15mA at 4kV</li> <li>Lattice constant of graphite: d10 = 0.213 nm; d11 = 0.123 nm</li> </ul> <p>Requires the following products to operate:</p> <ul> <li>B8A49463 - Universal Stand</li> <li>B8R02653 - EHT Power Supply - to power the anode</li> <li>B8R05926 - Black Safety Lead - for EHT Connection</li> <li>B8R05927 - Red Safety Lead - for EHT Connection</li> <li>PP00051016 - 2mm Adaptor Lead</li> <li>B8G85458 - Bench Power Supply - to power the filament</li> <li>Stackable 4mm Plug Leads (black)</li> <li>Stackable 4mm Plug Leads (red)</li> </ul> | 945.65 | EA | FVRATE20 | 1
Physics | F4A49578 | Radioactive Source Strontium-90 | <p>Radioactive Cup Source: Strontium-90 - 5&micro;Ci (185 kBq) - Cup Type</p> <p>The active material is enclosed in metal foil fixed in a cylindrical mount provided with a stem of 4mm diameter. The foil is further protected from accidental damage by a wire gauze cap over the open 'window' of the mount. The nature and strength of each source is clearly engraved on its mount and it is also colour coded for identification. Each is supplied in a small lead 'castle' in a suitably labelled MDF storage box (100mm x 75mm x 65mm). A data sheet is enclosed with each.</p> <p>5&micro;Ci (185 kBq) of Strontium-90 in equilibrium with its daughter nuclide Yttrium-90, incorporated in a silver disc allowing the major proportion of the Beta radiation to escape.</p> <ul> <li>Emissions: beta</li> <li>Half-life: 28 years (strontium), 64 hours (yttrium)</li> <li>Colour code: Yellow</li> </ul> <p>Requirements for purchase:</p> <ul> <li>Welsh state schools need a permit from the Welsh Assembly.</li> <li>Scottish schools require approval from the Scottish Government Education Directorate.</li> <li>Schools in Northern Ireland require a DENI permit.</li> <li>State schools in England do not require a Letter of Authorisation</li> <li>Independent schools in England, Wales &amp; Northern Ireland do not require a Letter of Authorisation</li> <li>Unavailable for export outside of the UK</li> </ul> | 1096.8 | EA | FVRATE20 | 1
Physics | F4A49589 | Radioactive Source Cobalt-60 | <p>Radioactive Cup Source: Cobalt-60 - 5&micro;Ci (185 kBq) - Cup Type</p> <p>The active material is enclosed in metal foil fixed in a cylindrical mount provided with a stem of 4mm diameter. The foil is further protected from accidental damage by a wire gauze cap over the open 'window' of the mount. The nature and strength of each source is clearly engraved on its mount and it is also colour coded for identification. Each is supplied in a small lead 'castle' in a suitably labelled MDF storage box (100mm x 75mm x 65mm). A data sheet is enclosed with each.</p> <p>5&micro;Ci (185 kBq) of Cobalt-60 covered by an aluminium disc to shield beta particles so that only gamma radiation is emitted.</p> <ul> <li>Emission: gamma</li> <li>Half-life: 5.26 years</li> <li>Colour code: Green</li> </ul> <p>Requirements for purchase:</p> <ul> <li>Welsh state schools need a permit from the Welsh Assembly.</li> <li>Scottish schools require approval from the Scottish Government Education Directorate.</li> <li>Schools in Northern Ireland require a DENI permit.</li> <li>State schools in England do not require a Letter of Authorisation</li> <li>Independent schools in England, Wales &amp; Northern Ireland do not require a Letter of Authorisation</li> <li>Unavailable for export outside of the UK</li> </ul> | 1118.75 | EA | FVRATE20 | 1
Physics | F4A49591 | Radioactve Source Americium-241 | <p>Radioactive Source: Americium-241 - 5&micro;Ci (185 kBq) - Cup Type</p> <p>The active material is enclosed in metal foil fixed in a cylindrical mount provided with a stem of 4mm diameter. The foil is further protected from accidental damage by a wire gauze cap over the open 'window' of the mount. The nature and strength of each source is clearly engraved on its mount and it is also colour coded for identification. Each is supplied in a small lead 'castle' in a suitably labelled MDF storage box (100mm x 75mm x 65mm). A data sheet is enclosed with each.</p> <p>5&micro;Ci (185 kBq) of Americium241 incorporated in a silver-palladium disc which transmits a substantial proportion of the alpha particles and a small amount of low energy gamma emission.</p> <ul> <li>Emissions: alpha and gamma&nbsp;</li> <li>Half-life: 458 years</li> <li>Colour code: Brown</li> </ul> <p>Requirements for purchase:</p> <ul> <li>Welsh state schools need a permit from the Welsh Assembly.</li> <li>Scottish schools require approval from the Scottish Government Education Directorate.</li> <li>Schools in Northern Ireland require a DENI permit.</li> <li>State schools in England do not require a Letter of Authorisation</li> <li>Independent schools in England, Wales &amp; Northern Ireland do not require a Letter of Authorisation</li> <li>Unavailable for export outside of the UK</li> </ul> | 1059.1 | EA | FVRATE20 | 1
Physics | F4A49724 | Geiger Muller Tube Mullard ZP1481 | <p>The Mullard ZP1481 Geiger-Muller Tube is a halogen quenched metal tube with a thin end window.&nbsp; It is used for detecting alpha, beta and gamma radiation and is recommended as a general purpose tube for use with radioactive sources in schools. A removable protective mesh cap of plastic is fitted over the window and the body has a thin plastic coating.</p> <p>Features:</p> <ul> <li>Sensitive to alpha, beta and gamma radiation</li> <li>Threshold voltage: max. 400V</li> <li>Plateau length: min. 100V</li> <li>Recommended supply voltage: 450V</li> <li>Operating temperature: -40 to +75&deg;C</li> <li>Dead time (at 450V): 120&micro;s</li> <li>Anode/cathode capacity: 3.5pF</li> <li>Sensitivity for 1mR/L radium: 1650 counts min-1</li> <li>Window thickness: 2.5 - 3.0 mg cm-2</li> <li>Dimensions overall: 76mm x 26mm diameter</li> <li>Life expectancy at approx. 25&deg;C: 5x10&sup1;&deg; counts</li> </ul> <p><strong>This Geiger-Muller tube must be used with the Geiger-Muller Tube Holder which is sold separately (B8H27155).</strong></p> | 532.45 | EA | FVRATE20 | 1
Site Maintenance | F4A54161 | Button Cell LR44 | <p>Alkaline Button Cells</p> <ul> <li>Type LR44</li> <li>Silver Oxide</li> <li>1.5V</li> </ul> | 2.99 | EA | FVRATE20 | 1
Physics | F4A58671 | Crocodile Clips | <p>Crocodile Clips with strong spring and clamping screw for wire. </p> <p>Supplied in packs of 10. </p> | 1.15 | P10 | FVRATE20 | 1
Physics | F4A58695 | Crocodile Clip Plastic Sleeve P10 | <p>An essential resource for any student building circuits, these allow addition of materials for investigation of conductance. Thread wire through and screw clockwise, or push-fit onto the ends of standard plug leads. Standard crocodile clips with plastic sleeves. </p> <ul> <li>Colours may vary.</li> <li>Supplied in packs of 10.</li> </ul> | 3.45 | P10 | FVRATE20 | 1
Physics | F4A59389 | Crocodile Lead Set | <p>An essential resource for any student building circuits, these make connecting components easy and safe.</p> <p>The set consists of ten leads in five assorted colours, each with a plastic sleeved crocodile clip at both ends.</p> <ul> <li>Length of leads: 550mm</li> <li>Length of leads including clips: 630mm</li> <li>Colours: 5</li> <li>Pack of 10</li> </ul> | 2.05 | P10 | FVRATE20 | 1
Lab Equipment | F4A59456 | Stackable Plug 4mm Screw Connect Yellow | <p>High quality 4mm in-line stackable plug, incorporating 4mm socket in the rear.</p> <p>Nickel plated beryllium copper plug with stainless steel spring.</p> <p>Lead wire is held in place by screw connection.</p> <ul> <li>Maximum current carrying capacity: 10A</li> <li>Colour: Yellow</li> </ul> | 0.75 | EA | FVRATE20 | 1
Physics | F4A81802 | Pocket Diffraction Spectroscope | <p>For the examination of the spectral composition of light sources, radiant bodies, etc. The instrument gives a brilliant spectrum with a dispersion of approx. 11°. The slit is of fixed width and is protected by a glass cover plate. The eyepiece is mounted at the end of a draw tube and is adjustable in relation to the slit so that a sharply defined spectrum can be obtained. Both sodium D lines are independently resolved (589nm and 589.6nm) and the Fraunhofer lines are visible. </p> <ul> <li>Length: 80mm.</li> <li>Diameter: 19mm.</li> <li>Supplied in a carrying case.</li> </ul> | 44.99 | EA | FVRATE20 | 1
Physics | F4F64886 | Geiger-Muller Tube (Tel-X-Ometer) | <p>Geiger-Muller Tube: LND712 to be used with Tel-X-Ometer (B8R06806).</p> <p>Comprising of a sensitive thin end window Geiger-Muller Tube with mounting hardware to fit the radial arm of the Tel-X-Ometer. It is a self-quenching Halogen-trigger counter tube for registering X-ray radiation. The tube is sensitive to alpha, beta and gamma radiation and X-rays.</p> <ul> <li>Dose Rate Range: 10&oline;&sup3; to 10&sup2; mGy/h</li> <li>Window Thickness: 2.0 to 3.0 mg cm&sup2;</li> <li>Bias Voltage: 500V</li> <li>Output Connector: BNC</li> <li>Dimensions: 50 x 50 x 20mm &Oslash;</li> <li>Cable Length: 1M</li> </ul> | 355.75 | EA | FVRATE20 | 1
Lab Equipment | F4F83119 | Wire Extra Flexible Single Black | <p>An extremely flexible wire, ideal for making up connecting test leads, to the users own specification.</p> <p>PVC insulated to BS6764.</p> <p>Supplied on drums of 25m.</p> <ul> <li>Colour: Black</li> <li>Size: 55/0.</li> <li>Outer Diameter: 2.8mm</li> <li>Rating: 6A</li> <li>Maximum Operating Temperature: 70&deg;C</li> <li>Core: Stranded 55 x 0.1mm plain copper conductors.</li> </ul> | 6.99 | M25 | FVRATE20 | 1
Lab Equipment | F4F83121 | Wire Extra Flexible Single Red | <p>An extremely flexible wire, ideal for making up connecting test leads, to the users own specification.</p> <p>PVC insulated to BS6764.</p> <p>Supplied on drums of 25m.</p> <ul> <li>Colour: Red</li> <li>Size: 55/0.</li> <li>Outer Diameter: 2.8mm</li> <li>Rating: 6A</li> <li>Maximum operating temp: 70&deg;C</li> <li>Core: Stranded 55 x 0.1mm plain copper conductors.</li> </ul> | 6.99 | M25 | FVRATE20 | 1
Appliances | F4G85469 | Lockmaster Power Unit | <p>A general purpose power supply, with adjustable, key-operated Limitlock maximum voltage lock. The output voltage is selected by a rotary switch on the front of the unit, output is in 1V steps up to a maximum of 15V. It provides 0 - 15V ac or unsmoothed dc in 1V steps at a maximum current of 8.5A. The ac and dc outputs may be used simultaneously, provided the combined output does not exceed 8.5A. Internal heavy duty relays allow the voltage to be switched without switch contact problem, ensuring long switch lifetime. The maximum voltage can be locked to a chosen setting using the key provided.&nbsp;</p> <p>The internal, quiet-running fan will hardly be noticed but it reduces the already low thermal stress in the unit still further, ensuring long life of the instrument. Triple protection is provided by a resettable electronic overload trip, thermal transformer trip and slow-blow fuse on the primary.</p> <p>Overloads are indicated by the LED changing from green to red.</p> <p>The mains cord is kept tidy, by means of the cable retainer on the back of the unit which allows the cable to be stowed away neatly with the use of winding hooks and a clip to secure the cable.</p> <p>The unit is recommended for general purpose laboratory work by teachers, technicians and students where components may be damaged by over-voltage.</p> <ul> <li>Output voltage selected by rotary switch in 1V steps up to 15V</li> <li>Long switch lifetime - voltage can be switched safely at full load without switch contact wear</li> <li>Continuously rated output of 8.5A, a.c. or d.c</li> <li>Adjustable, maximum voltage lock</li> <li>Sockets accept standard 4mm plugs and shrouded plugs</li> <li>Snap up handle - safe to carry with one hand</li> <li>Internal fan for cool-running</li> <li>Fully protected secondary by high speed, resettable electronic trip</li> <li>Slow-blow fuse protection for transformer primary</li> <li>Additional thermal trip protection for transformer</li> <li>This device is compliant to EN61010-2010 with certificates available on request</li> </ul> <p>Dimensions:</p> <ul> <li>Width: 175mm</li> <li>Depth: 190mm (including cable clips 206mm)</li> <li>Height: 298mm</li> <li>Mass: 4.8kg</li> </ul> | 160 | EA | FVRATE20 | 1
Appliances | F4G85471 | Ranger Power Unit | <p>A popular general purpose power supply where a continuously variable supply is required. The output voltage is selected by a rotary switch on the front of the unit, output is up to a maximum of 15V. It provides 0 - 15V ac or unsmoothed dc adjusted by the rotary control at a maximum current of 8.5A. The maximum voltage can be locked to a chosen setting using the key provided. The ac and dc outputs may be used simultaneously, provided the combined output does not exceed 8.5A. Internal heavy duty relays allow the voltage to be switched without switch contact problem, ensuring long switch lifetime.</p> <p>The internal, quiet-running fan will hardly be noticed but it reduces the already low thermal stress in the unit still further, ensuring long life of the instrument. Triple protection is provided by a resettable electronic overload trip, thermal transformer trip and slow-blow fuse on the primary.</p> <p>Overloads are indicated by the LED changing from green to red.</p> <p>The mains cord is kept tidy, by means of the cable retainer on the back of the unit which allows the cable to be stowed away neatly with the use of winding hooks and a clip to secure the cable.</p> <p>A continuously variable power supply that many teachers choose in preference to a stepped unit. The Ranger is the preferred option for general-purpose student use, where a continuously variable supply is required and where the ability to lock the maximum voltage is desirable.</p> <ul> <li>Output voltage variable by rotary control knob up to 15V</li> <li>Continuously rated output of 8.5A, a.c.or d.c</li> <li>Adjustable, maximum voltage lock</li> <li>Sockets accept standard 4mm plugs and shrouded plugs</li> <li>Snap up handle - safe to carry with one hand</li> <li>Internal fan for cool-running</li> <li>Fully protected secondary by high speed, resettable electronic trip</li> <li>Slow-blow fuse protection for primary</li> <li>Additional thermal trip protection for transformer</li> <li>This device is compliant to EN61010-2010 with certificates available on request</li> </ul> <p>Dimensions:</p> <ul> <li>Width: 175mm.</li> <li>Depth: 190mm (including cable clips 206mm).</li> <li>Height: 341mm.</li> <li>Mass: 5.4kg.</li> </ul> | 243.29 | EA | FVRATE20 | 1
Appliances | F4G85483 | College Power Unit | <p>Power supply for use by students in advanced courses where an accurately monitored voltage or current may be required. The output voltage is selected by a rotary switch on the front of the unit, output is up to a maximum of 25V. It provides 0 - 25V ac or smoothed dc adjusted by the rotary control at a maximum current of 8A. The ac and dc outputs may be used simultaneously, provided the combined output does not exceed 8A.</p> <p>The illuminated digital display has two associated membrane switches with LED indicators. User can choose to display current (I) or voltage (V), for either the ac or dc output of the unit.</p> <p>The internal, quiet-running fan will hardly be noticed but it reduces the already low thermal stress in the unit still further, ensuring long life of the instrument. Triple protection is provided by a resettable electronic overload trip, thermal transformer trip and slow-blow fuse on the primary.</p> <p>Overloads are indicated by the LED changing from green to red.</p> <p>The mains cord is kept tidy, by means of the cable retainer on the back of the unit which allows the cable to be stowed away neatly with the use of winding hooks and a clip to secure the cable.</p> <ul> <li>Output voltage continuously variable by rotary control up to 25V</li> <li>Continuously rated output of 8A, ac or dc, dc is unsmoothed</li> <li>LCD indication of voltage or current, ac or dc selectable by membrane switches</li> <li>Sockets accept standard 4mm plugs and shrouded plugs</li> <li>Snap up handle - safe to carry with one hand</li> <li>Internal fan for cool-running</li> <li>Fully protected secondary by high speed, resettable electronic trip</li> <li>Slow-blow fuse protection for transformer primary</li> <li>Additional thermal trip protection for transformer</li> <li>This device is compliant to EN61010-2010 with certificates available on request</li> </ul> <p>Dimensions:</p> <ul> <li>Width: 175mm.</li> <li>Depth: 190mm (including cable clips 206mm).</li> <li>Height: 341mm.</li> <li>Mass: 5.9kg.</li> </ul> | 340 | EA | FVRATE20 | 1
Appliances | F4G85756 | Spacesaver Picoammeter | <p>The Picoammeter is designed to measure very small currents and has 9 ranges from 100pA to 1&micro;A, which can be selected using the rotary switch on the front of the instrument. The instrument has a large moving coil meter, with an auto-zero facility. Input is by way of 4mm sockets, or a BNC socket for very low currents where a screened lead is preferred. Voltages up to 5kV will not damage the unit.</p> <p>The instrument is housed in the Unilab Spacesaver case.</p> <p>The mains cord is kept tidy, by means of the cable retainer on the back of the unit which allows the cable to be stowed away neatly with the use of winding hooks and a clip to secure the cable.</p> <p>Suggested uses include: measurement of ionisation currents, reverse currents of silicon diodes, resistivity of insulators, capacity leakage of currents and more.</p> <ul> <li>Large illuminated analogue meter</li> <li>Detects current as small as pA</li> <li>Input Resistance of 10MO and maximum voltage input of 5kV</li> <li>Input via 4mm shrouded sockets or BNC connector for screened leads</li> <li>Auto-zero facility</li> <li>This device is compliant to EN61010-2010 with certificates available on request</li> </ul> <p>Dimensions:</p> <ul> <li>Width: 175mm.</li> <li>Depth: 190mm (including cable clips: 206mm)</li> <li>Height: 298mm</li> <li>Mass: 2.7kg.</li> </ul> | 261.75 | EA | FVRATE20 | 1
Physics | F4G85951 | Half life analogue | <p>In the study of radioactivity, student practicals are difficult to organise because of the hazardous nature of the topic, but this apparatus offers students the opportunity to obtain realistic results in a perfectly safe way. The student set contains ten bowls and 500 small plastic cubes. The cubes have one face identified and represent radioactive nuclei which have ';decayed' when this face is uppermost. Ten groups shake their set of nuclei and roll them out onto the bench. For each throw the decayed nuclei are counted and removed from the set. Excellent results for an exponential decay curve are obtained with increased awareness of the link between activity and the number of nuclei present. </p> <ul> <li>Each set contains: 10 trays and 500 small plastics cubes</li> </ul> | 65.95 | EA | FVRATE20 | 1
Physics | F4G86207 | Conductivity Star | <p>Find out which metal conducts heat best by placing a small amount of wax at the tip of each rod and heating from beneath in the centre using a tea light candle (not included).</p> <p>Pack includes:</p> <ul> <li>A small block of wax</li> <li>Rods of aluminium, bronze, steel, nickel and copper.</li> </ul> | 7.69 | EA | FVRATE20 | 1
Physics | F4G98635 | Collimating Lens Low Cost Ray Box | <p>Spare collimating lens for the Ray Optics Box (B8R06342). </p> <ul> <li>Dimensions: 60mm x 60mm x 20mm</li> </ul> | 16.65 | P 5 | FVRATE20 | 1
Physics | F4G98647 | Slit Plate Low Cost Ray Box | <p>Spare Ray Box slit plates suitable for use with the now discontinued Economy Science Ray Box. </p> <ul> <li>Dimensions: 45mm x 75mm</li> <li>Pack of 5.</li> </ul> <p> </p> <p> </p> | 3.65 | P 5 | FVRATE20 | 1
Physics | F4H04969 | Rheostat Extended 1200 Ohm | <p>An extended range of rheostats differing in resistance and dimensions from the standard range but in other respects having the same specification.</p> <p>Rheostat, Extended Range - 0.3A</p> <p>Features:</p> <ul> <li>Resistance: 1200&Omega;</li> <li>Max Current: 0.3A</li> <li>Tube size: 200 x 38mm</li> <li>Overall size: 255 x 52 x 92mm</li> </ul> | 40.95 | EA | FVRATE20 | 1
Physics | F4H04994 | Rheostat Extended 50 Ohm | <p>An extended range of rheostats differing in resistance and dimensions from the standard range but in other respects having the same specification.</p> <p>Rheostat, Extended Range - 2A</p> <p>Features:</p> <ul> <li>Resistance: 50&Omega;</li> <li>Max Current: 2A</li> <li>Tube Size: 200mm x 38mm</li> <li>Overall Size: 255mm x 52mm x 92mm</li> </ul> | 40.55 | EA | FVRATE20 | 1
Physics | F4H05044 | Rheostat Extended 25 Ohm | <p>An extended range of rheostats differing in resistance and dimensions from the standard range but in other respects having the same specification. </p> <p>Rheostat, Extended Range - 5A </p> <p>Features: </p> <ul> <li>Resistance: 25O</li> <li>Max Current: 5A</li> <li>Tube Size: 400mm x 68mm</li> <li>Overall Size: 465mm x 90mm x 153mm</li> </ul> | 79.95 | EA | FVRATE20 | 1
Physics | F4H07797 | Basic Motion Measurement Kit | <p>Updated kit for Motion Measurement using the Unilab Millisecond Timer as the timing device.</p> <p>The kit contains:</p> <ul> <li>1 x Unilab Millisecond Timer</li> <li>2 x Unilab Light Gates</li> </ul> <p>The Unilab Millisecond Timer is a versatile and simple to use millisecond timer offering a convenient way to measure time durations of 0 - 9.999 s. It has built in logic to allow A - A and A - B timing modes using the two inputs provided. The millisecond timer automatically adjusts for normally open and normally closed switches making set-up very simple.</p> <ul> <li>Minimum time interval 0.001s</li> </ul> <p>Our popular Unilab Light Gates are fully protected against incorrect connection of signal or power and power supplies from 9 to 25V a.c or d.c. can be used.</p> <p>A signal LED indicates that the unit is functioning correctly when obstructed.</p> <p>Light Gates are compatible with all of our timing devices such as: Motion QED (B8H28020), Fast timer (B8H28573), and Scaler-Timer (B8H28925).</p> <p>The Advanced Motion Measurement Kit is a perfect choice for use with the g by freefall apparatus and other fast timing applications.</p> | 167.95 | PK | FVRATE20 | 1
Physics | F4H07802 | Midi Ripple Tank | <p>The Unilab Midi Ripple Tank provides a simple and effective way for students to investigate the properties of waves. The ripple tank is completely self-contained, requiring minimal set-up compared to traditional equipment.</p> <p>Simply add water and connect to a Power Signal Generator and a 12V DC Power Supply and you are ready to go.</p> <p>The Unilab Midi Ripple Tank incorporates a built-in LED stroboscope to provide perfectly stationary images and the large front facing screen makes this ripple tank ideal for both demonstrations and student use.</p> <p>The ripple tank comes complete with an extensive range of accessories, all housed in a custom foam insert, including three dippers and a selection of barrier shapes and lenses.</p> <p>The whole ripple tank is housed within a Gratnells tray for easy transport and storage.</p> <p>Additionally required equipment:</p> <ul> <li>Water</li> <li>Surfactant</li> <li>12V d.c. power supply (PP00057620)</li> <li>Power Signal Generator (PP00051869)</li> <li>4 x 4mm leads</li> </ul> | 244.95 | EA | FVRATE20 | 1
Physics | F4H25146 | Cube For Density Invest. Aluminium | <p>Aluminium cubes for density investigation</p> <ul> <li>Dimensions: 20mm x 20mm x 20mm</li> <li>Pack of 5</li> </ul> | 7.59 | P 5 | FVRATE20 | 1
Physics | F4H25158 | Cubes For Density Invest Brass | <p>Brass cubes for density investigation</p> <ul> <li>Dimensions: 20mm x 20mm x 20mm</li> <li>Pack of 5</li> </ul> | 10.45 | P 5 | FVRATE20 | 1
Physics | F4H25169 | Cubes For Density Invest. Copper | <p>Copper cubes for density investigation</p> <ul> <li>Dimensions: 20mm x 20mm x 20mm</li> <li>Pack of 5</li> </ul> | 14.79 | P 5 | FVRATE20 | 1
Physics | F4H25171 | Cubes For Density Invest. Steel | <p>Steel cubes for density investigation</p> <ul> <li>Dimensions: 20mm x 20mm x 20mm</li> <li>Pack of 5</li> </ul> | 14.69 | P 5 | FVRATE20 | 1
Physics | F4H25183 | Cubes For Density Invest. Lead | <p>Lead cubes for density investigation</p> <ul> <li>Dimensions: 20mm x 20mm x 20mm</li> <li>Pack of 5</li> </ul> | 9.15 | P 5 | FVRATE20 | 1
Physics | F4H25195 | Cubes For Density Invest Plastic | <p>Plastic cubes for density investigation</p> <ul> <li>Dimensions: 20mm x 20mm x 20mm</li> <li>Pack of 5</li> </ul> | 8.19 | P 5 | FVRATE20 | 1
Physics | F4H25201 | Assorted Metal Blocks Density Invest | <p>Metal Blocks for use in density determinations.</p> <p>Set of twelve in assorted sizes, shapes and masses.</p> <p>The set comprises:</p> <p>2 x Brass:</p> <ul> <li>Block - Dimensions: 10mm x 10mm x 20mm, Approximate Mass: 19.38g</li> <li>Cylinder - Dimensions: 10mm x 20mm, Approximate Mass: 15.83g</li> </ul> <p>2 x Mild Steel:</p> <ul> <li>Block - Dimensions: 10mm x 10mm x 20mm, Approximate Mass: 18.61g</li> <li>Cylinder - Dimensions: 10mm x 20mm, Approximate Mass: 14.88g</li> </ul> <p>2 x Aluminium:</p> <ul> <li>Small Cylinder - Dimensions: 12mm x 40mm, Approximate Mass: 14.95g</li> <li>Large Cylinder - Dimensions: 30mm x 20mm, Approximate Mass: 31.3g</li> </ul> <p>2 x Copper:</p> <ul> <li>Block - Dimensions: 10mm x 10mm x 20mm, Approximate Mass: 20.85g</li> <li>Cylinder - Dimensions: 10mm x 20mm, Approximate Mass: 16.68g</li> </ul> <p>2 x Zinc:</p> <ul> <li>Block - Dimensions: 10mm x 10mm x 20mm, Approximate Mass: 19.22g</li> <li>Cylinder - Dimensions: 10mm x 20mm, Approximate Mass: 13.72g</li> </ul> <p>2 x Lead:</p> <ul> <li>Plate - Dimensions: 25mm x 25mm x 1mm, Approximate Mass: 7.95g</li> <li>Cylinder - Dimensions: 10mm x 20mm, Approximate Mass: 22.16g</li> </ul> | 31.55 | P12 | FVRATE20 | 1
Physics | F4H25213 | Youngs Modulus Apparatus | <p>The Young&rsquo;s modulus of a material describes how it behaves under a load. It is defined as the ratio of stress to strain. &nbsp;Stress is force per unit area, or pressure, measured in Pa, and strain is a ratio of lengths, so has no units. Therefore, Young&rsquo;s modulus is a measure of pressure and has SI units of Pa.</p> <p>Comprises a scale plate carrying a 0 to 30mm scale, and a vernier scale readable to 0.1mm. Both have bars with clamping screws for the wires and hooks for the tension weight and loading masses. A ceiling clamp is provided for the upper ends of the wires, together with a pair of large wood screws for attaching it to a convenient overhead beam, door frame etc.</p> <p>A tension weight, mass 1.3kg approx., for the comparison wire is also included.</p> <ul> <li>Supplied WITHOUT load masses or wires.</li> </ul> <p>In addition to the apparatus, the following items are required:</p> <ul> <li>Set of wires (a mixed set is available to purchase separately)</li> <li>Screw Gauge Micrometer (B8R06348)</li> <li>Slotted 100g masses (B8A73088)</li> <li>Safety Goggles</li> </ul> | 41.35 | EA | FVRATE20 | 1
Physics | F4H25316 | Harris G By Free Fall Apparatus | <p>To determine the value of 'g' by timing the fall of a steel ball.</p> <p>The release unit consists of a plate (90mm x 45mm x 3mm) carrying a pair of metal clips connected to 4mm sockets. The clips are opened, thus dropping the ball and breaking the contact between the clips.</p> <p>The trip unit is mounted on a base measuring 100mm x 100mm x 12mm and comprises of a trip plate, the end of which bears upon the blade of a micro switch and holds it in the closed position. When deflected downwards by the impact of the ball the trip plate releases the blade and opens the switch. The trip plate comes complete with a protective rubber strip to prevent the switch from damage should it be accidentally struck directly by the ball</p> <p>Kit comes complete with steel balls of 16mm and 19mm diameter.</p> <p>Please note retort stand and base are not included and are for image purposes only.</p> <p>Spares available:</p> <ul> <li>Spare clips for trapdoor: B8R08204 - Pack of 10</li> </ul> <p>Associated Products:</p> <ul> <li>Timer Required: Fast timer by Unilab - B8H28573</li> <li>Basic Retort Bundle - PP051936</li> <li>Economy Boss Head - B8A82181</li> </ul> <p>The 'g' by Free Fall Apparatus is also available for purchase as a bundle with the Unilab Fast Timer (B8H28573).</p> | 131.75 | EA | FVRATE20 | 1
Physics | F4H25339 | Linear Air Track with Accessories | <p>This Linear Air Track kit is designed to provide a cost-effective system for the study of all aspects of Dynamics in a virtually friction-free environment. It is particularly effective in the field of collisions where conservation of momentum is dramatically demonstrated.</p> <p>The kit contains everything required for a vast array of experiments covering:</p> <ul> <li>Velocity,</li> <li>Motion and acceleration,</li> <li>Potential energy,</li> <li>Kinetic energy,</li> <li>Conservation of energy,</li> <li>Simple harmonic motion (SHM),</li> <li>Motion on level and inclined planes.</li> </ul> <p>Gliders are designed to accept standard slotted masses for additional load.</p> <p>The Air Track is supplied with a comprehensive accessory pack to facilitate every type of interaction.</p> <p>The accessories include Gliders / Vehicles with mass attachment, catapults and buffers.</p> <p>For the measurement of glider speed, Light Gates and Timers are required (PP00058200 &amp; PP00058195 or similar).</p> <p>Air Blower (coming soon) is required, but not included.</p> <ul> <li>Linear Air Track with accessories, 2m length.</li> </ul> | 362.95 | EA | FVRATE20 | 1
Physics | F4H25432 | Metal Block Calorimeter Aluminium 75mm | <p>This Aluminium Block Calorimeter can be used for the experimental determination of the specific heat capacity of aluminium.</p> <p>The block is drilled with two holes: a large central hole, 12.5mm diameter for an immersion heater (B8A42584), and a smaller hole, 7.5mm diameter to suit a thermometer or temperature sensor.</p> <ul> <li>Specific Heat: 878J/kg/K</li> <li>Diameter: 75mm</li> <li>Heat Capacity: 86</li> <li>Mass: 1kg</li> <li>Accuracy: &plusmn;2%</li> <li>Thermometer Hole Dimensions: 7.5mm diameter, 72mm depth</li> <li>Immersion Heater Hole Dimensions: 12.5mm diameter, 75mm depth</li> </ul> <p>Alternative Block Calorimeters are available:</p> <ul> <li>Copper - B8H25456</li> <li>Mild Steel - B8H25444</li> <li>Brass - B8R06813</li> <li>Calorimeter Bundle (1 each of Copper, mild Steel, Brass, Aluminium) - B8R06830</li> </ul> <p>Associated Products:</p> <ul> <li>Calorimeter Jackets - B8R07701</li> <li>Immersion Heater - B8A42584</li> <li>Thermometers - B8R01905</li> </ul> | 15.29 | EA | FVRATE20 | 1
Physics | F4H25444 | Metal Block Calorimeters Steel Dia 44mm | <p>This Mild Steel Block Calorimeter can be used for the experimental determination of the specific heat capacity of mild steel.</p> <p>The block is drilled with two holes: a large central hole, 12.5mm diameter for an immersion heater (B8A42584), and a smaller hole, 7.5mm diameter to suit a thermometer or temperature sensor.</p> <ul> <li>Specific Heat: 361J/kg/K</li> <li>Diameter: 44mm</li> <li>Heat Capacity: 81</li> <li>Mass: 1kg</li> <li>Accuracy: &plusmn;2%</li> <li>Thermometer Hole Dimensions: 7.5mm diameter, 72mm depth</li> <li>Immersion Heater Hole Dimensions: 12.5mm diameter, 75mm depth</li> </ul> <p>Block Calorimeters are available in other materials:</p> <ul> <li>Copper - B8H25456</li> <li>Aluminium - B8H25432</li> <li>Brass - B8R06813</li> <li>Calorimeter Bundle (1 each of Copper, mild Steel, Brass, Aluminium) - B8R06830</li> </ul> <p>Associated Products:</p> <ul> <li>Calorimeter Jackets - B8R07700</li> <li>Immersion Heater - B8A42584</li> <li>Thermometers - B8R01905</li> </ul> | 7.19 | EA | FVRATE20 | 1
Physics | F4H25456 | Metal Block Calorimeters Copper Dia 44mm | <p>This Copper Block Calorimeter can be used for the experimental determination of the specific heat capacity of copper.</p> <p>The block is drilled with two holes: a large central hole, 12.5mm diameter for an immersion heater (B8A42584), and a smaller hole, 7.5mm diameter to suit a thermometer or temperature sensor.</p> <ul> <li>Specific Heat: 480J/kg/K</li> <li>Diameter: 44mm</li> <li>Heat Capacity: 91</li> <li>Mass: 1kg</li> <li>Accuracy: &plusmn;2%</li> <li>Thermometer Hole Dimensions: 7.5mm diameter, 72mm depth</li> <li>Immersion Heater Hole Dimensions: 12.5mm diameter, 75mm depth</li> </ul> <p>Alternative Block Calorimeters are available:</p> <ul> <li>Aluminium - B8H25456</li> <li>Mild Steel - B8H25444</li> <li>Brass - B8R06813</li> <li>Calorimeter Bundle (1 each of Copper, mild Steel, Brass, Aluminium) - B8R06830</li> </ul> <p>Associated Products:</p> <ul> <li>Calorimeter Jackets - B8R07701</li> <li>Immersion Heater - B8A42584</li> <li>Thermometers - B8R01905</li> </ul> | 30.39 | EA | FVRATE20 | 1
Physics | F4H25523 | Convection In Air Apparatus | <p>Consists of an enamelled box (230mm x 75mm x 75mm) with a sliding glass front and two detachable glass chimneys measuring 150mm x 50mm diameter. </p> <p>A lit candle is mounted underneath one of the chimneys and the resulting convection current can be observed by using smoke from a smouldering taper. </p> <p>Supplied WITHOUT candles. </p> | 23.45 | EA | FVRATE20 | 1
Lab Equipment | F4H25821 | Sonometer Wires Brass And Steel | <p>Set of six wires</p> <ul> <li>Brass and steel</li> <li>Length: 1.5m</li> <li>In three diameters: 0.7, 0.56 and 0.46mm (22, 24 and 26 SWG)</li> <li>For use with Sonometer as spare or replacement wires</li> <li>Pack of 6</li> </ul> | 8.59 | P 6 | FVRATE20 | 1
Physics | F4H25959 | Lens Holder Mounted | <p>Mounted Lens Holder designed to hold lenses or mirrors of 50mm diameter. Comprises a strip metal spring clip with a locating 'V' in either side arm. </p> <ul> <li>Mounted on a stand with a groove across the base to accommodate a metre rule. </li> </ul> | 4.15 | EA | FVRATE20 | 1
Physics | F4H25961 | Optical Bench With Rail 1.5 Metre | <p>This high quality, durable optical bench is ideal for classroom experiments dealing with introductory optics. The optical bench is comprised of aluminium and has two meters of measuring tape on both sides of the optical bench, which allows for easy reading of the position of the adjustable riders. An NFU with activities is included.</p> <p>Contents are:</p> <ul> <li>1.5M Optical Bench x 1</li> <li>Riders x 5</li> <li>Lens Holder with brass holding rod x 4</li> <li>Square Slit Holder x 1</li> <li>Candle Holder x 1</li> <li>White Plastic Screen x 1</li> <li>White Acrylic Screen with 360&deg; Printing (120mm x 120mm)</li> <li>Slit Square - 1 cut x 1</li> <li>Slit Square - 5 cut x 1</li> <li>Slit Square - Arrow x 1</li> <li>Slit Square - 4 Holes x 1</li> <li>Slit Square - Ring x 1</li> <li>Lens - Double Convex, Focal Length: 10cm x 1</li> <li>Lens - Double Convex, Focal Length: 20cm x 1</li> <li>Lens - Double Convex, Focal Length: 30cm x 1</li> <li>Lens - Double Concave, Focal Length: 20cm x 1</li> <li>Colour Filter (set of 7, plus 1 x Tricolour)</li> <li>Red &amp; Black Lead (1 Metre) x 1</li> <li>Needle Rod 4" x 1</li> <li>LED Light Source x 1</li> </ul> <p>Extra components (not included):</p> <ul> <li>Concave Prism</li> <li>Convex Prism</li> <li>Plane Mirror (50mm x 50mm)</li> </ul> | 278.05 | EA | FVRATE20 | 1
Physics | F4H25997 | Lens Holder Clip Type For Optical Bench | <p>This Lens Holder (Clip Type) for Optical Benches is designed to provide a firm grip on lenses and mirrors of up to 50mm diameter.</p> | 14.45 | EA | FVRATE20 | 1
Physics | F4H26011 | Holder For Diffraction Objects | <p>Rectangular metal frame with spring clips and a mounting rod. </p> <ul> <li>Dimensions: 105mm x 55mm x 10mm</li> </ul> | 26.59 | EA | FVRATE20 | 1
Physics | F4H26102 | Stand For Lens Holders | <p>Stand for Lens Holder consisting of a metal pillar with clamping screw to support rods of 6mm diameter as used on standard optical bench fittings. </p> <ul> <li>Base Dimensions: 100mm x 50mm</li> </ul> | 15.59 | EA | FVRATE20 | 1
Physics | F4H26138 | Youngs Slits | <p>For the measurement of the wavelength of light by the observation of 'fringes' produced by the interference between the 2 beams of light, from a common source, passing through the 2 slits. Photographically reproduced double slit 10mm long x 1mm separation protected by glass plates and framed in a 50 x 50mm mount. </p> <ul> <li>Dimensions: 107mm x 50mm x 10mm</li> </ul> | 16.35 | EA | FVRATE20 | 1
Physics | F4H26151 | LASER ACCESSORY SET | <p>A set of compatible items which will enable diffraction to be investigated with slits, gratings, pinhole spots and other obstacles.</p> <p>The set comprises:</p> <ul> <li>1 Set of six lenses: focal lengths -100, -50, +50, +100, +200 and +1000mm</li> <li>3 Lens holders</li> <li>1 Slide holder for 50mm square slides</li> <li>1 Pinhole slide, 50mm square, with holes of 0.2, 0.1 and 0.05mm</li> <li>1 Slide with single and double slits</li> <li>Set of six slides with 1, 2, 3, 4, 5, and 6 slits respectively</li> <li>1 Set of three diffraction grating slides: 2 x 150 and 300 lines/mm</li> <li>1 Air cell for refractive index of gases. Path length 75mm approx.</li> <li>2 Microscope slides: 76 x 25mm</li> <li>1 Glass scale: 200 x 25 x 6mm, scale 0 to 150 mm x 1mm</li> <li>1 Support stand for glass scale</li> <li>1 Slide, 50mm square with circular obstacles for Fresnel diffraction</li> <li>6 Bead headed mapping pins and needle for Fresnel diffraction</li> <li>1 Hologram (ready prepared)</li> <li>1 Copy of Manual of School Laser Demonstrations</li> </ul> <p>Lasers can be purchased separately:</p> <ul> <li>B8A46139 - Philip Harris Semi-Conductor Laser</li> <li>B8H83651 - Unilab Solid State Laser</li> </ul> | 413.65 | PK | FVRATE20 | 1
Physics | F4H26175 | Gratings And Slits | <p>Set of nine Gratings and Slit slides in 50 x 50mm mounts.&nbsp;&nbsp;</p> <p>Six of the nine slides are multiple slit slides which have 0.08mm lines with 0.17mm space.</p> <p>The other three slides are coarse gratings with the following features:</p> <ul> <li>Coarse Grating 1: 150 slits, 4 lines / mm with 0.08mm line and 0.17mm space.</li> <li>Coarse Grating 2: 150 slits, 4 lines / mm with 0.04mm line and 0.21mm space.</li> <li>Coarse Grating 3: 300 slits, 8 line / mm with 0.03mm line and 0.10mm space.</li> </ul> <p><em>(Please note: all slit dimensions are approximate only as this can vary slightly depending on the materials which are currently available at the time of production)</em></p> | 110.75 | PK | FVRATE20 | 1
Physics | F4H26291 | Iron Rod Soft 200 X 12 Mm. Dia. | <p>Soft Iron Rod </p> <p>Dimensions: </p> <ul> <li>Length: 200mm</li> <li>Diameter: 12mm</li> </ul> | 1.39 | EA | FVRATE20 | 1
Physics | F4H26319 | Magnetising And Demagnetising Coil 12v | <p>The Magnetising and Demagnetising Coil is a low voltage solenoid and is suitable for magnetising and demagnetising ordinary magnets, iron bars, strips, etc. It comprises of a solenoid wound with insulated copper wire which is mounted on a base complete with switch and 4mm terminals.</p> <ul> <li>Solenoid Dimensions: 250mm long x 35mm internal diameter</li> <li>Operating Voltage: 12V a.c. or d.c. at 6A</li> <li>Magnetising by a.c. or d.c.</li> <li>Demagnetising by a.c. only</li> </ul> | 74.55 | EA | FVRATE20 | 1
Physics | F4H26321 | Electromagnet | <p>A powerful electromagnet comprising a 'U' shaped soft iron core 100mm x 65mm overall. Formed from a 16mm diameter bar. The windings are of 0.9mm enamelled copper wire wound on insulation bobbins, connected in series and provided with 4mm sockets.</p> <p>The ends of the core are carefully ground to provide optimum magnetic contact with the armature, which is also ground flat.</p> <p>Winding resistance is approximately 0.5&Omega;</p> <p>A force of about 75N is required to pull the armature away from the core when 1A is flowing through the windings.</p> <ul> <li>Recommended Current: 5A.</li> <li>Maximum Current: 8A</li> <li>Input Voltage: 4-6V</li> </ul> | 10.05 | EA | FVRATE20 | 1
Physics | F4H26436 | Transformer Coil 60 + 60 Turns | <p>Silicon steel C-core and clip with a range of coils for use as inductors and transformers. The current ratings are based on 150A per square cm. The coils will run hot, but will not be damaged by short-term currents of up to twice the stated value. </p> <ul> <li>No. of Turns: 60 + 60</li> <li>Air-core: 350mH</li> <li>Wire: 1.22mm</li> <li>Max Current: 1.81A</li> </ul> <p>Alternative Transformer Coils are also available to purchase separately: </p> <ul> <li>B8H26448 - 5000 + 250 Turns</li> <li>B8H26459 - 500 + 125 Turns</li> <li>B8H26461 - 1200 + 1200 Turns</li> <li>B8H26473 - 120 + 120 Turns</li> </ul> | 25.69 | EA | FVRATE20 | 1
Physics | F4H26448 | Transformer Coil 5000 + 250 Turns | <p>Silicon steel C-core and clip with a range of coils for use as inductors and transformers. The approximate inductance values, with and without a complete C-core, are shown in the table below. Current ratings are based on 150A per square cm. The coils will run hot, but will not be damaged by short-term currents of up to twice the stated value. </p> <ul> <li>No. of Turns: 5000 + 250 Turns</li> <li>Air-core: 625mH</li> <li>Wire: 0.15/0.71mm</li> <li>Max Current: 0.03A</li> </ul> <p>Alternative Transformer Coils are also available to purchase separately: </p> <ul> <li>B8H26436 - 60+ 60 Turns</li> <li>B8H26459 - 500 + 125 Turns</li> <li>B8H26461 - 1200 + 1200 Turns</li> <li>B8H26473 - 120 + 120 Turns</li> </ul> | 39.99 | EA | FVRATE20 | 1
Physics | F4H26459 | Transformer Coil 500 + 125 Turns | <p>Silicon steel C-core and clip with a range of coils for use as inductors and transformers. The approximate inductance values, with and without a complete C-core, are shown in the table below. Current ratings are based on 150A per square cm. The coils will run hot, but will not be damaged by short-term currents of up to twice the stated value.</p> <ul> <li>No. of Turns: 500 + 125</li> <li>Air-core: 9mH</li> <li>Wire: 1.45/0.81mm</li> <li>Max Current: 0.25A</li> </ul> <p>Alternative Transformer Coils are also available to purchase separately:</p> <ul> <li>B8H26448 - 5000 + 250 Turns</li> <li>B8H26436 - 60 + 60 Turns</li> <li>B8H26461 - 1200 + 1200 Turns</li> <li>B8H26473 - 120 + 120 Turns</li> </ul> | 39.99 | EA | FVRATE20 | 1
Physics | F4H26461 | Transformer Coil 1200 + 1200 Turn | <p>Silicon steel C-core and clip with a range of coils for use as inductors and transformers. The approximate inductance values, with and without a complete C-core, are shown in the table below. Current ratings are based on 150A per square cm. The coils will run hot, but will not be damaged by short-term currents of up to twice the stated value. </p> <ul> <li>No. of Turns: 1200 + 1200</li> <li>Air-core: 145mH</li> <li>Wire: 0.315mm</li> <li>Max Current: 0.12A</li> </ul> <p>Alternative Transformer Coils are also available to purchase separately: </p> <ul> <li>B8H26448 - 5000 + 250 Turns</li> <li>B8H26459 - 500 + 125 Turns</li> <li>B8H26436 - 60 + 60 Turns</li> <li>B8H26473 - 120 + 120 Turns</li> </ul> | 39.99 | EA | FVRATE20 | 1
Physics | F4H26473 | Transformer Coil 120 + 120 Turns | <p>Silicon steel C-core and clip with a range of coils for use as inductors and transformers. The approximate inductance values, with and without a complete C-core, are shown in the table below. Current ratings are based on 150A per square cm. The coils will run hot, but will not be damaged by short-term currents of up to twice the stated value. </p> <ul> <li>No. of Turns: 120 +120</li> <li>Air-core: 1.5mH</li> <li>Wire: 1.0mm</li> <li>Max Current: 1.02A</li> </ul> <p>Alternative Transformer Coils are also available to purchase separately: </p> <ul> <li>B8H26448 - 5000 + 250 Turns</li> <li>B8H26459 - 500 + 125 Turns</li> <li>B8H26461 - 1200 + 1200 Turns</li> <li>B8H26436 - 60 + 60 Turns</li> </ul> | 40.75 | EA | FVRATE20 | 1
Physics | F4H26564 | Dissectible Transformer | <p>This apparatus has been designed primarily for demonstration of the basic principles of the a.c. transformer. The various coils and cores will also serve as the basis of many experiments in electromagnetism, using either direct or alternating current.</p> <p>Contents:</p> <ul> <li>1 laminated 'U' core, length of side 95 mm, base 150 x 40 x 40 mm</li> <li>1 each of clamp base, yoke, clamping bar and securing knobs (pair) for U-core</li> <li>1 x 300-turn 4A coil</li> <li>2 x 600-turn 2A coils</li> <li>1 x 1200-turn 1A coil</li> <li>1 x 3600-turn 0.3A coil, centre tapped</li> <li>1 x 12000-turn 0.05A coil</li> </ul> <p>In the basic transformer set, all coils are fitted with 4mm socket connections. All coils are of enamelled copper wire wound round on high impact plastic moulded bobbins 75mm long with cheeks 75 x 60mm. The robust clamping base is provided with a tommy-bar screw to hold the 'U' core, and two knurled nuts secure the armature and provide for easy changeover of the coils. Soft iron pieces locate on top of the 'U' core arms.</p> <p>Associated Products:</p> <ul> <li>Mains Coil - B8R08129</li> <li>Induction Accessory Set - B8H26606</li> </ul> | 350.95 | PK | FVRATE20 | 1
Physics | F4H26606 | Induction Accessory Set | <p>Induction Accessory Set designed for use with the <em><strong>existing</strong></em> version of our Dissectible Transformer (B8H26564).</p> <p>Set comprises of:</p> <ul> <li>A six turn copper coil which allows you to show the production of a heavy current at low voltage by the melting of a nail.</li> <li>A solder trough to demonstrate the principle of the induction furnace</li> <li>A set of aluminium rings to show 'Thomson's rings' effect. Two rings are 'solid', the third split to show that the rings must be continuous for 'levitation' to take place.</li> </ul> <p>A Mains coil is not included but is required for certain experiments and can be purchased separately (B8R08129).</p> | 115.95 | PK | FVRATE20 | 1
Physics | F4H26618 | Motor Accessory Set | <p>Lenz's law transformer accessory kit to demonstrate the production of large magnetic fields and Lenz's law damping on pendulums with and without slits.</p> <p>Designed to work with the Philip Harris Dissectible Transformer (B8H26564).</p> <p>Comprises of:</p> <ul> <li>A solid eddy plate</li> <li>A slotted eddy plate</li> <li>Aluminium disc</li> <li>Two pole pieces</li> <li>A vertical rod support</li> <li>Suspension poles and bars</li> </ul> | 41.15 | PK | FVRATE20 | 1
Physics | F4H26629 | Apparatus To Show Force On A Conductor | <p>This comprises of a strong U-shaped magnet and a pair of brass rails with 4mm socket terminals. A brass axle with plastic discs is free to roll along the rails and completes the electrical contact between them. When the axle is placed on the rails between the poles of the magnet, and a power supply unit is connected, the axle is repelled and rolls along the rails away from the centre of the magnetic field.</p> <ul> <li>Dimensions: 175mm x 60mm x 58mm</li> </ul> <p>Requires an external power supply (PP00057620 or similar) and standard 4mm plug leads.</p> | 72.55 | EA | FVRATE20 | 1
Physics | F4H26631 | POLYTHENE STRIP. LOW DENSITY 250 X 25MM | <p>Polythene Friction Rod (strip) for producing electrostatic charges by friction.</p> <p>Dimensions:</p> <ul> <li>Length: 250mm</li> <li>Diameter: 25mm</li> <li>Thickness: 4.4mm</li> </ul> <p>Alternative rod materials are available to purchase separately:</p> <ul> <li>Ebonite - B8A47958</li> <li>Perspex - B8A47969</li> <li>Polycarbonate - B8L01491</li> </ul> | 2.45 | EA | FVRATE20 | 1
Physics | F4H26655 | Malvern Electrostatics Kit | <p>Ideal for small group experiments in electrostatics. The set is built around the dual-purpose electroscope which, while being suitable for general work also enables comparative measurements to be made on the activity of weak radioactive materials.</p> <p>The electroscope has an internal transparent scale divided 0 to 90&deg; (x 10&deg;). Removable glass panels are provided at the front and back, one clear and one ground. A removable insulation bush is fitted into the top of the case, which supports the plated metal blade to which the gold leaf may be attached, and a 4mm socket earthing terminal is fitted at the side of the case. Two interchangeable electrodes are supplied - a 50mm disc on a peg and an elongated hook 160mm long, which may be removed after charging by using an insulating rod. Isolating the gold leaf mount reduces its capacity and increases the sensitivity of the electroscope for radioactivity experiments.</p> <p>The kit comprises:</p> <ul> <li>1 x Electroscope with top plate and hook electrode</li> <li>1 x Packet of gold leaves</li> <li>4 x Metallised polystyrene spheres</li> <li>1 x Reel of very fine nylon thread</li> <li>2 x Polythene plate, 75mm square</li> <li>1 x Electrophorus plate, 50mm diameter with insulating handle</li> <li>1 x Proof Plane</li> <li>2 x Aluminium Calorimeters</li> <li>1 x Cellulose acetate strip</li> <li>1 x Polythene strip with woollen rubber</li> <li>1 x Stirrup for suspending strip</li> </ul> | 113.99 | KIT | FVRATE20 | 1
Physics | F4H26679 | Dual Purpose Electroscope With Scale | <p>This gold leaf electroscope is great for hands on experience with electrostatic principles in physics classrooms and labs. The solidly constructed sheet anodised aluminium walls of the electroscope are mounted on a plastic base. Front glass window slides up to allow insertion of ionizing material in chamber. Transparent scale is attached inside chamber to measure the deflection of the gold leaf.</p> <p>Includes two gold leaf sheets, fitted with 4mm socket. Assembled, the electroscope measures 165 x 95 x 70mm.</p> <p>Note: The gold-leaf does not come pre-attached to the electroscope. Instructions on how to properly attach the gold-leaf to the conducting rod are included with the product manual.</p> <p>Replacement Gold Leaf is available to purchase separately (B8A67635).</p> | 24.75 | EA | FVRATE20 | 1
Physics | F4H26710 | Van De Graaff Generator Hand-Driven | <p>This hand powered Van de Graaff Generator includes a 200mm diameter metal sphere and a 100mm discharging sphere.</p> <p>The discharge sphere is supported on a pivoted arm with a handle and is attached to the top of the driving-wheel pillar.</p> <p>For connecting accessories, a 4mm socket is provided at the top of the large sphere, and a 4mm earth socket is drilled in the handwheel pillar base.</p> <p>Sparks in excess of 50mm in length are easily obtained at a slow rate of turning (200 rev/min) and the apparatus is tolerant of moisture and dust.</p> <ul> <li>Diameter of Dome: 200mm</li> <li>Diameter of Discharge Sphere: 100mm</li> <li>Overall Dimensions: 350mm x 190mm x 480mm</li> <li>Voltage Developed: 150kV with a short circuit current of about 3 &mu;A (depending upon atmospheric conditions)</li> <li>Supplied complete with instructions.</li> </ul> <p>A Van de Graaff Accessory Kit is available to purchase separately (B8H26746).</p> <p>Spares available:</p> <ul> <li>Spare Drive Belts: B8R08203 - Pack of 10</li> </ul> | 119.95 | EA | FVRATE20 | 1
Physics | F4H26746 | Accessories For Van De Graaff | <p>The accessories are provided with 4mm pegs that fit into the top of the Van de Graaff sphere.</p> <p>The set comprises:</p> <ul> <li>Perspex cylinder (with metal cap, plastic base and 4 metallised spheres)</li> <li>Faraday's Pail (a spun aluminium calorimeter with a short pillar inside with a 4mm hole)</li> <li>Head of hair (bunch of thread joined at one end to a short metal pillar)</li> <li>Point discharger (L-shaped metal rod, pointed at one end)</li> <li>Neon bulb&nbsp;</li> <li>Electric whirl (made from aluminium with pointed arms)</li> <li>Hair Comb</li> </ul> | 36.55 | PK | FVRATE20 | 1
Physics | F4H26758 | Van De Graaff Generator Motor Driven | <p>An efficient design for all the usual electrostatic experiments and for where a continuous source of high voltage is required. It has a strong metal base with profiled hand grips, housing a quiet running a.c. motor. The discharge sphere may be plugged into the base or supported separately, linked to the arching post with a standard 4mm connecting lead.</p> <ul> <li>Charge Collecting Belt: silicone rubber having excellent insulation resistance</li> <li>Tracking: belt-tracking easily adjusted</li> <li>Charge Collecting Combs: aluminium mesh, design to be clearly visible</li> <li>Spheres: aluminium, 230mm diameter</li> <li>Connections: 4mm sockets in dome and base</li> <li>Voltage Developed: up to 200kV, depending on ambient conditions, with a spark length of 60mm</li> <li>Discharger: spherical 75mm diameter on rod for plugging into the base earth socket or support in a retort stand</li> <li>Supplied with 1.5m mains lead, illuminated mains on/off switch and fuse</li> <li>This device is compliant to EN61010-2010 with certificates available on request</li> <li>Dimensions: 225mm x 180mm x 480mm.</li> </ul> <p>Spares available:</p> <ul> <li>White Plastic Discharge Sphere Holders: B8R08205 - Pack of 10</li> <li>Plastic Sphere Holder Connector: B8R08207 - Pack of 10</li> <li>Charge Collecting Belt: B8H26769</li> <li>O-Ring Seal: B8R08206 - Pack of 10</li> </ul> | 349.95 | EA | FVRATE20 | 1
Physics | F4H26769 | Charge Collecting Belt | <p>Charge collecting belt suitable for use with the following Van de Graaff Generators:</p> <ul> <li>B8H26710 - Philip Harris Van de Graaff Generator - Hand Driven</li> <li>B8H26758 - Philip Harris Van de Graaff Generator - Motor Driven</li> </ul> <p>Dimensions:</p> <ul> <li>Circumference: 750mm</li> <li>Width: 50mm</li> <li>Thickness: 2.5mm</li> </ul> <p>*This item is a charge collecting belt only and does not include the Van de Graaff*</p> | 23.75 | EA | FVRATE20 | 1
Physics | F4H26801 | Harris Worcester Circuit Board | <p>The Harris Worcester Circuit Board consists of a baseboard, terminals, a set of metal connection pillars and a number of clip-on flexible connection strips and accessory units, allowing a variety of circuits to be constructed quickly and easily. Phosphor-bronze connection strips are so designed that when flexed a little they are easily slipped over the pegs where their natural spring holds them in position and ensures a good electrical contact.</p> <p>Features:</p> <ul> <li>Rapid assembly of simple circuits</li> <li>Wide range of accessories</li> </ul> <p>The following components are also supplied with each board:</p> <ul> <li>18 flash lamp bulbs, 1.25V, 0.25A</li> <li>9 connectors with lamp holder</li> <li>12 plain connectors</li> <li>1 connector with rheostat</li> <li>1 rectifier</li> <li>1 resistor</li> <li>2 flexible leads with 4mm plug and crocodile clips</li> <li>2 flexible leads with crocodile clips</li> <li>2 crocodile clips</li> <li>2 mounted bell pushes</li> <li>2 soft iron nails, 50mm, square head</li> <li>1 length bare copper wire, 20 s.w.g.</li> <li>1 length bare Eureka wire, 34 s.w.g.</li> <li>1 length plastic-covered wire, 0.6mm</li> <li>1 hardboard disc, drilled</li> <li>4 pencil leads</li> <li>1 piece copper foil</li> <li>1 piece steel wool</li> </ul> <p>Supplied WITHOUT batteries.</p> <ul> <li>D Batteries can be purchased separately: B8R05412</li> </ul> | 53.49 | EA | FVRATE20 | 1
Physics | F4H27076 | Wheatstone Bridge One Metre Two Gap | <p>This substantial bridge has broad, heavily plated brass strips mounted on a polished hardwood base. Terminals with 4 mm sockets are provided. 24SWG constantan wire is stretched along the top of a meter scale in mm and cm. </p> <ul> <li>Dimensions: (L)1.13M x (W)80mm x (D)50mm</li> </ul> <p>Supplied WITH JOCKEY. </p> | 38.25 | EA | FVRATE20 | 1
Physics | F4H27099 | Jockey For Wheatstone Bridge | <p>For Wheatstone Bridge (B8H27076) and potentiometer work, with moulded ribbed insulating handle, plated-brass contact with locating notch, and a plated-brass terminal with a 4mm socket. </p> <ul> <li>Dimensions: 95mm x 15mm</li> </ul> | 6.69 | EA | FVRATE20 | 1
Physics | F4H27106 | Investigating Resistivity | <p>Low cost apparatus for student investigation into resistance, length and cross-sectional area </p> <p>Also acts as a bridge or potentiometer. </p> <p>This 40cm Resistance Board is designed to allow students to investigate resistance quantitively. The board is fitted with 4mm terminals connected by a length of resistance wire against a scale, and a 'jockey'. </p> <p>Wire samples are provided. These are 0.30mm, 0.44mm and 0.54mm in diameter. Experiments into the relationship between resistance and cross-sectional area can easily be conducted. If required other types of material can be connected between the sockets and their resistance investigated. </p> <p>Sockets are provided to enable the board to be used as a 40cm bridge/potentiometer. The Unilab Basic Student Meter (B8H30981) fitted with appropriate shunt is ideal for use with this board. Power can be provided by a 1.5V SP2 (R20) battery and or any low voltage power supply (e.g. Lockmaster B8G85469). </p> | 52.69 | EA | FVRATE20 | 1
Physics | F4H27143 | Experimental Radioactivity Set | <p>This set enables a comprehensive range of experimental investigations into the characteristics and properties of radioactive emission to be carried out.</p> <p>The kit consists of the following items:</p> <ul> <li>Radioactivity bench</li> <li>Aluminium Absorbers</li> <li>Lead Absorbers</li> <li>Set of Solid Blocks (made of Polystyrene, Wood, Aluminium Lead)</li> <li>Source Holders x 2, with Bulldog Clips for holding a cup source</li> <li>Carriages for Source Holders ahd Absorber Plates</li> <li>Collimator</li> <li>Full teacher notes</li> </ul> <p>This experimental set will enable students to investigate the following:</p> <ol> <li>To classify radioactive and non-radioactive solids.</li> <li>To investigate the randomness of the radiation emitted by a Radium226 source.</li> <li>To compare the activity of emitters.</li> <li>To reduce the intensity of radiation emitted by a source.</li> <li>To separate the radiation emitted by a Radium226 source.</li> <li>To investigate the rate of decay of a radioactive source and to determine the half-life of that decay process.</li> <li>To determine the range of alpha particles in the air.</li> <li>To investigate the absorption of beta particles in a metal.</li> <li>To investigate the attenuation of gamma rays in lead.</li> <li>To investigate the relationship between the intensity of gamma rays at a point and the distance of that point from the source.</li> <li>To monitor the distribution in space of the emission from a radiation source.</li> <li>To investigate the deflection of a stream of beta particles in a magnetic field.</li> <li>To investigate the back scattering of beta radiation by solids.</li> <li>To gauge the thickness of aluminium foil by the transmission of beta particles.</li> <li>To gauge the level of a liquid or powder by the transmission of beta particles.</li> </ol> <p>Additional equipment required for use is as follows:</p> <ul> <li>Geiger-Muller Tube (B8H27155) &amp; Geiger-Muller Tube Holder (B8A49724)</li> <li>A compatible rate meter or counter (B8H29280)</li> <li>At least one radioactive source (B849589, B8A49578, or B8A49591)</li> <li>Radioactive Source Handling Tool (B8A49608)</li> </ul> | 120.35 | PK | FVRATE20 | 1
Physics | F4H27179 | Alpha Scattering Analogue Apparatus | <p>This Alpha Scattering Apparatus is for demonstrating Rutherford scattering by means of a gravitational analogue of inverse square law repulsion. </p> <p>The apparatus comprises a spun aluminium hill, a 12.5mm steel ball and a wooden launching ramp. The shape has been determined by varying its height above the base line by an amount based upon the reciprocal of the radius. </p> <p>The launching ramp has a guide groove down its curved front face and index marks at 40mm, 60mm, 80mm and 100mm above the base to give a variety of known launching heights. </p> <ul> <li>Aluminium Hill Dimensions: (D)280mm x (H)60mm</li> <li>Launching Ramp Dimensions: (L)300mm x (W)48mm x (H)105mm</li> </ul> | 60.99 | EA | FVRATE20 | 1
Physics | F4H27234 | RESISTANCE SUBSTITUTION BOX | <p>This resistance substitution box has 12 different values: </p> <ul> <li>100W,</li> <li>220W,</li> <li>470W,</li> <li>1KW,</li> <li>2.2KW,</li> <li>4.7KW,</li> <li>10KW,</li> <li>22KW,</li> <li>47KW</li> <li>100KW,</li> <li>220KW,</li> <li>470KW.</li> </ul> <p>All values are in + 1% tolerance and all the resistances are of 1 watt rating. </p> | 23.25 | EA | FVRATE20 | 1
Physics | F4H27283 | CAPACITANCE SUBSTITUTION BOX | <p>The Capacitor Box uses 1 rotary dial with 12 steps. Various capacitors are selected one by one. Useful for general purpose electronic work. </p> <p>The unit has an easily selectable range of 12 preferred capacitors from 100 pF to 1 mFd. </p> <p>The individual values are: </p> <ul> <li>100 pF,</li> <li>220 pF,</li> <li>470 pF,</li> <li>2.2 nF,</li> <li>4.7 nF,</li> <li>10 nF,</li> <li>22 nF,</li> <li>47 nF,</li> <li>100 nF,</li> <li>220 nF,</li> <li>470 nF</li> <li>1mFd.</li> </ul> <p>All values of + 5% Accuracy and of 63V ratings. </p> | 40.05 | EA | FVRATE20 | 1
Physics | F4H27441 | Loudspeaker 80hm 5watt Mounted In Box | <p>A 75mm diameter, circular loudspeaker of 8 Ohm resistance.</p> <p>Contains a high flux ceramic magnet of nominal power rating 5W.</p> <p>Mounted in a rectangular plastic case and with two 4mm sockets for connection.</p> <p>Despite its relatively small size this unit will provide a useful level of sound over the whole audio frequency range.</p> <ul> <li>Dimensions: 150mm x 135mm x 40mm</li> <li>Resistance: 8 Ohm</li> <li>Power Rating: 5W</li> </ul> <p>Includes a boss for mounting the loudspeaker onto a retort stand rod of up to 10mm diameter.</p> | 30.69 | EA | FVRATE20 | 1
Physics | F4H27593 | MFA DECISIONS MODULE (MARK II) | <p>MFA - Microelectronics For All </p> <p>MFA is one of the most popular and accessible microelectronics teaching packages. </p> <p>This MFA Decisions Module board is used to establish the ideas of inputs and outputs, high and low 'logic' levels, and how decisions are based on a set of conditions. </p> <p>The board carries four input devices: a slide switch, a push switch, a thermistor and a light sensor plus a socket for an external sensor. </p> <p>Outputs are a buzzer, an on/off relay and a bulb. </p> <p>The central section of the board provides a NOT gate (inverter), an AND gate and an OR gate. </p> <p>All inputs and outputs are via 2mm sockets, with on-board LEDs to display the state of signals. </p> | 108.75 | EA | FVRATE20 | 1
Physics | F4H27623 | LIGHT GATE | <p>Our popular Unilab Light Gate is fully protected against incorrect connection of signal or power and supplies from 9 to 25V a.c or d.c. can be used. </p> <p>A signal LED indicates that the unit is functioning correctly when obstructed. </p> <p>The unit is compatible with all of our timing devices such as: Motion QED (B8H28020), Fast timer (B8H28573), Centi-Second Timer Module and Stopclock (B8H27749 and B8H27507) and Scaler-Timer (B8H28925). </p> | 76.95 | EA | FVRATE20 | 1
Lab Equipment | F4H27749 | Centisecond Timer Module | <p>An accessory module which plugs into the front of the Unilab Stopclock (B8H27507) to increase it's functionality, and allows Light Gates to control the timing in either of two ways. In mode A, the clock measures between successive changes on one input (minimum time of 0.12s). This can be used to time the interruption of the light beam by a vehicle of known length. In Mode B, the clock times between successive changes on either input, so that the time between two Light Gates can be measured.</p> | 59.15 | EA | FVRATE20 | 1
Physics | F4H28729 | DIGITAL MAGNETIC FLUX DENSITY UNIT | <p>This Digital Magnetic Flux Density Unit measures magnetic field strengths directly up to 2000mT (millitesla). Using a Hall-effect probe mounted on a rotatable ball and socket head, the Digital Magnetic Flux Density Meter can be used to investigate the fields surrounding magnets and coils quantitatively and immediately, without using indirect methods such as flux coils and ballistic galvanometers. The probe is permanently attached and is factory calibrated to the meter unit.</p> <p>The unit has 3 ranges 0-19.99, 0-199.9, and 0-1999mT selected by a 3 position switch, which cover most laboratory requirements.</p> <p>The 3&frac12; digit LCD display (digit height 12mm) features automatically set decimal point. The sensitive multi-turn set-zero control can be used to compensate for unwanted background fields. Note that on the most sensitive range, the Earth's magnetic field can be measured.</p> <p>As well as displaying the measured field strength on the LCD display, a p.d. from 0-1V, proportional to the reading, is available at 4mm sockets for connection to a data-logger of input resistance greater than 100k&Omega;.</p> <ul> <li>Direct method of measuring magnetic field strengths</li> <li>It can be used to detect and measure the Earth's magnetic field</li> <li>Factory calibrated Hall-effect probe</li> <li>0-1V output for connection to data-loggers</li> <li>Dimensions: 240mm x 135mm x 65mm</li> <li>Mass: 1.5kg</li> <li>Power supplied via: Mains, with 250mA anti-surge fuse.</li> </ul> <p>This device is compliant to EN61010-2010 with certificates available on request.</p> | 236.45 | EA | FVRATE20 | 1
Physics | F4H28834 | CLASS JOULEMETER MK II | <p>Energy Measurement is made simple with the Class Joulemeter (MkII) by Unilab.</p> <ul> <li>Connects between power supply and load</li> <li>LED Indicator gives one flash per 100J</li> <li>Calculate specific heat capacity</li> <li>Accepts 9 to 16V a.c. or d.c.</li> <li>Ideal for use with calorimeter blocks</li> </ul> <p>Although it can drive loads up to 10A, ideally it is best used with loads requiring between 0.4 and 4A when accuracy is &plusmn;5%.</p> <p>Associated Products include:</p> <ul> <li>Immersion Heater - B8A42584</li> <li>Calorimeter Blocks - B8H25432, B8H25456, B8H25444</li> <li>Bench Power Supply - B8G85458</li> </ul> | 107.05 | EA | FVRATE20 | 1
Physics | F4H30359 | Xenon Stroboscope | <p>If something is spinning, oscillating or vibrating very fast, how can you see it? A stroboscope gives the illusion of slowing down, freezing, or even reversing the action.</p> <p>This robust, light-weight stroboscope is ideal for classroom work with vibrations and waves. It features a bright xenon tube that is effective even in low ambient light, meaning complete blackout is not necessary.</p> <p>Control of flash frequency is by way of intuitive controls, in the range 0.2-300Hz. Coarse adjustment can be done by the multiplier buttons and fine adjustment can be done either by up and down buttons or by analogue-style dial. An external signal can be used instead, such as a signal generator or manual trigger. The unit resets to 1Hz for safety when switched on.</p> <p>A large LED display shows the frequency setting when using the internal modulator, and will display the frequency of the incoming signal if the external trigger is used. The unit features a carrying handle and is powered via a mains lead.</p> <p>It is an excellent aid when doing experiments with the Vibration Generator and Accessories, or ripple tanks. Watch musical instruments deform as they're played, and measure the speed of objects as they move through space.</p> <ul> <li>Frequency Range: 0.2-300Hz</li> <li>Flash tube intensity: approximately 10,000 lux</li> <li>Coarse &amp; Fine Adjustment</li> <li>Mains Powered</li> </ul> | 268.59 | EA | FVRATE20 | 1
Physics | F4H30609 | CROCODILE CLIPS (PACK OF 10) | <p>Crocodile clips specifically designed for use with BEK components. No plastic sleeves. </p> <ul> <li>Supplied in packs of 10.</li> </ul> | 4.75 | P10 | FVRATE20 | 1
Physics | F4H30622 | Rheostat Coil 11 Ohm BEK | <p>Replacement Rheostat Coil for the BEK Rheostat (B8H30646 - not included).</p> <ul> <li>11&Omega; Coil.</li> </ul> <p>Replacement 15&Omega; Coil is also available (B8L01053).&nbsp;</p> | 3.05 | EA | FVRATE20 | 1
Physics | F4H30646 | Rheostat variable resistor | <p>BEK Variable Rheostat mounted on a yellow baseplate with sockets to accommodate the connection of 4mm plug leads.</p> <p>Excellent for general circuit work.</p> <p>Vary the current in a circuit using this rheostat.&nbsp;</p> <ul> <li>Supplied with 11&Omega; coil (spare available, see: B8H30622).</li> <li>Recommended Voltage: 6V max.</li> <li>Additional 15&Omega; coil is also available separately (see B8L01053)</li> </ul> | 11.45 | EA | FVRATE20 | 1
Lab Equipment | F4H30658 | 4 Cell Holder (BEK) | <p>Part of the Unilab BEK range, this Cell Holder holds 4 x D cell batteries and allows you to select different voltages via the 4mm sockets.</p> <ul> <li>Takes 4 x Zinc Carbon D cell batteries - sold separately (B8R05412).</li> </ul> | 18.69 | EA | FVRATE20 | 1
Physics | F4H30749 | MOUNTED BUZZER BEK | <p>BEK Buzzer mounted on a yellow plastic tile with connections for 4mm plugs or for use with crocodile clips.</p> <p>Features the buzzer circuit symbol on top.</p> <ul> <li>Connect the positive lead to the + terminal.</li> </ul> | 4.35 | EA | FVRATE20 | 1
Physics | F4H30774 | COLLISIONS KIT | <p>A simple and easy to use kit for work on momentum, collisions and the coefficient of restitution as well as conservation of energy.</p> <p>The kit consists two bogies having one side with Hook &amp; Loop pad and other side with spring.</p> <p>The collision track measures 1.2M in length and is graduated.</p> <p>It includes:</p> <ul> <li>A pair of support feet,</li> <li>2 photogate support holders and rods (photogates are not included)</li> <li>Masses set of 50 g, 20 g and 10 g each.</li> </ul> <p>Not for friction free work.</p> | 70.55 | EA | FVRATE20 | 1
Physics | F4H30798 | PUSH SWITCH BEK | <p>BEK Push Switch mounted on a yellow baseplate with sockets to accommodate the connection of 4mm plug leads.</p> <p>Excellent for general circuit work.</p> | 4.45 | EA | FVRATE20 | 1
Physics | F4H30804 | Bulb Holder BEK | <p>BEK Bulb Holder.</p> <p>The BEK Bulb Holder accepts all screw-in miniature bulbs. Mounted on a yellow plastic tile with connections for 4mm plugs or for use with crocodile clips. Features the bulb circuit symbol on top.</p> <p>Packs of the following bulbs are available to purchase separately:</p> <ul> <li>PP00053706 - 1.5V, 0.2A</li> <li>PP00053708 - 2.5V, 0.2A</li> <li>PP00053709 - 3.5V, 0.2A</li> <li>PP00053711 - 4.5V, 0.3A</li> <li>PP00053710 - 6V, 0.06A</li> <li>PP00053714 - 6.5V, 0.3A</li> <li>PP00053715 - 12V, 0.5A</li> </ul> | 2.89 | EA | FVRATE20 | 1
Physics | F4H30828 | CHANGEOVER SWITCH BEK | <p>BEK Changeover Switch - moving the contact directs the current through different circuits. The switch is mounted on a yellow baseplate, featuring the switch symbol on top, with sockets to accommodate the connection of 4mm plug leads. Excellent for general circuit work. </p> | 3.55 | EA | FVRATE20 | 1
Physics | F4H30839 | Universal Clip BEK | <p>This BEK Universal Clip holds components and materials for investigation.</p> <p>Consists of 2 crocodile clips mounted on a yellow baseplate.</p> <p>Is able to hold a wide variety of components.</p> | 3.15 | EA | FVRATE20 | 1
Physics | F4H30865 | Precision Resistance Unit Film 5 Ohm | <p>This Resistance Unit is based on a high stability metal film element. It offers improved accuracy and robustness, and is less expensive than traditional resistance coils. </p> <p>Features: </p> <ul> <li>Accuracy: 1%</li> <li>Resistance: 5O</li> <li>Max (V): 1.6</li> <li>Max (mA): 320</li> </ul> <p>Each sold individually. </p> | 6.99 | EA | FVRATE20 | 1
Physics | F4H30877 | Harris Sound Wave Demonstration Set | <p>Apparatus for investigating wave phenomena using sound. </p> <p>The efficient transducers may be driven by the output from a standard audio signal generator, and their sensitivity as receivers is such that they may be used directly on the 5mV input of an oscilloscope. </p> <p>Detailed equipment notes are provided covering investigations into: reflection and refraction; interference patterns in air; detection and measurement of phase differences in a signal received by two receivers; measurement of wavelength using the phase difference between transmitter and receiver etc. </p> <p>Units are housed in boxes (100mm x 75mm x 40mm) and the set comprises three transducers and one control box as follows: </p> <ul> <li>Transducers may be used as either transmitters or receivers. Electrical connection via 2m screened lead with 4mm plugs.</li> <li>Control box having 1m of screened input lead with 4mm plugs, & two pairs of 4mm output sockets. Switch permits phase reversal between the two outputs.</li> </ul> | 126.49 | PK | FVRATE20 | 1
Physics | F4H30919 | 20V D.C. ATTACHMENT FOR EASY READ | <p>Easy-Read Attachments - 20V d.c. Attachment&nbsp;</p> <p>The orange multipliers adapt the Easy-Read Digital Meter (B8R02652) for voltage measurements, and have their sockets on the front of the attachment (voltage is measured across a circuit component).</p> <ul> <li>The 20V d.c. attachment has an input impedance of 10MO.</li> </ul> <p>At least one Easy-Read attachment should be bought for each Easy-Read meter.&nbsp;</p> | 20.45 | EA | FVRATE20 | 1
Physics | F4H30920 | Vibration Generator accessory Kit | <p>This Accessory Kit has been developed for use with our Vibration Generator (B8H30701 - <strong>not included</strong>) and contains a multitude of items for the demonstration of standing waves (longitudinal, transverse and 2D) and kinetic theory. The 3D kinetic theory model consists of a transparent tube and 20 coloured plastic balls to represent molecules of a gas or liquid.</p> <p>The kit contains:</p> <ul> <li>Coil Spring</li> <li>Thick Rubber Cord</li> <li>Thin Rubber Cord</li> <li>Chladni Plate (Size:</li> <li>Piano Wire Loop</li> <li>Steel Strips</li> <li>Transparent Tube: 300mm x 70mm x 3mm</li> <li>20 Coloured Plastic Balls</li> <li>Cable Ties</li> </ul> <p>Requires the Philip Harris Vibration Generator and a Power Signal Generator (B8G85793) for use, which are both sold separately.</p> <p>The Vibration Generator (B8H30701) gives mechanical oscillations when fed by signals from a Power Signal Generator (B8G85793). The Vibration Generator can also be driven using a Bench Signal Generator (B8G85779) and Power Amplifier (B8R07696) in the absence of a Power Signal Generator.</p> <p>The frequency response encompasses the whole of the audio spectrum and beyond.</p> | 28.29 | PK | FVRATE20 | 1
Physics | F4H30944 | Mounted Motor BEK | <p>BEK Electric motor with drive pulley securely mounted on yellow plastic base. Accepts 4mm plugs or crocodile clips.</p> <ul> <li>Maximum Recommended Voltage: 6V</li> </ul> | 5.45 | EA | FVRATE20 | 1
Physics | F4H31055 | Ticker Tape-timer A.c. | <p>For the measurement of velocity and acceleration, using timing marks made on a moving paper tape by a vibrating 'striker'. Designed to operate on a 12V a.c. supply and uses the mains frequency as its timing standard. The unit is housed in a moulded case (L)115mm x (W)60mm x (H)70mm, including mounting flanges. The top of the case carries a tape guide with carbon paper disc support and adjustable 'anvil' for the striker point.</p> <p>All moving parts are fully enclosed and electrical connection is via 4mm sockets.</p> <ul> <li>Spare Ticker Tape is available to purchase separately: B8R07097</li> <li>A Power Supply with a voltage limiting lock is preferred (PP00057619)</li> </ul> | 36.05 | EA | FVRATE20 | 1
Physics | F4H31092 | Carbon Rods | <p>Carbon Rods for the BEK electrode holder (B8H79994) which is available to purchase separately.</p> <ul> <li>Supplied in packs of 10</li> <li> <p>Length - 100mm</p> </li> </ul> | 11.39 | P10 | FVRATE20 | 1
Physics | F4H31122 | Precision Resistance Unit Film 10 Ohm | <p>This Resistance Unit is based on a high stability metal film element. It offers improved accuracy and robustness, and is less expensive than traditional resistance coils. </p> <p>Features: </p> <ul> <li>Accuracy: 1%</li> <li>Resistance: 10O</li> <li>Max (V): 2.2</li> <li>Max (mA): 220</li> </ul> <p>Each sold individually. </p> | 6.99 | EA | FVRATE20 | 1
Physics | F4H31134 | Vibration Generator | <p>The Vibration Generator gives mechanical oscillations when fed by signals from an oscillator/A.F. amplifier (e.g. a Power Signal Generator - B8G85793).</p> <p>The frequency response encompasses the whole of the audio spectrum and beyond. Electrical input is made via two 4mm sockets and the mechanical output is provided by a shaft terminating in a pair of clamping nuts. The locking slider feature allows the generator arm to be fixed to prevent damage. The Vibration Generator can be used in any position, free standing or clamped.</p> <p><strong>Technical Specifications:</strong></p> <ul> <li>Peak-to-peak displacement: Maximum 8mm at 1Hz, diminishes as frequency increases.</li> <li>Frequency range: From D.C. to 10kHz.</li> <li>Coil impedance: 3.5&Omega; at 50Hz.</li> <li>Maximum carrying load: 150g.</li> <li>Dimensions: Width 100mm x Depth 90mm x Height 95mm.</li> </ul> <p>This generator is ideal for the demonstration of transverse and longitudinal waves, essential topics within GCSE and Key Stage 4 Physics. Encourage deeper student engagement by exploring wave behaviour firsthand.</p> <p><strong>Required Equipment:</strong></p> <ul> <li>Power Signal Generator - B8G85793 (or equivalent).</li> <li>4mm Leads (two required) - B8R05705.</li> <li>A length of string.</li> </ul> <p>In the absence of the Power Signal Generator, a Bench Signal Generator (PP00057620) together with a Power Amplifier (B8R07696) can alternatively drive this device.</p> <p>For expanded capabilities, consider the Vibration Generator Accessory Kit (B8H30920) available separately. This includes a variety of accessories designed to broaden your demonstrations to encompass transverse, longitudinal, standing, and 2-Dimensional waves. Alternatively, opt for the comprehensive Vibration Generator Kit (B8R06826), which includes both the generator and accessories.</p> | 59.95 | EA | FVRATE20 | 1
Physics | F4H31286 | 3 WAY SWITCH BEK | <p>BEK 3-Way Switch mounted on a yellow baseplate with sockets to accommodate the connection of 4mm plug leads.</p> <p>Excellent for general circuit work.</p> | 5.05 | EA | FVRATE20 | 1
Physics | F4H76580 | Lamp 12v | <p>Projection Lamp: </p> <ul> <li>12V, 24W S.B.C.</li> <li>With lead and 4mm plugs.</li> <li>Brightness: 400 Lumens ±15% Lm</li> </ul> <p>Requires a 12V d.c. Power Supply to operate (B8G85458 or similar). </p> <p>Has a rod attached to allow for attaching the lamp onto a retort stand using a bosshead (not included). </p> | 12.49 | EA | FVRATE20 | 1
Physics | F4H76592 | Double C Core and Clip | <p>As used in the 'Westminster' Electromagnetic Kit (B8A47659) and with coils (B8A47818). Each core is laminated from low loss iron strip to form a roughly rectangular core 90 x 50 x 22mm approximately, with a cross section of 22mm x 12mm, and is cut across the middle to produce two equal C's. A strong spring steel clip is provided to hold the two halves together. </p> | 30 | PK | FVRATE20 | 1
Physics | F4H76828 | Lamp And Stand | <p>Comprising a 12V 24W projection lamp in a conical lamphouse mounted on an adjustable boss. The lamphouse has cut-outs in its side giving a clear passage for the light while restricting the amount of stray illumination. The assembly is supported on a rod with a triangular cast base. Excellent for a wide variety of laboratory applications. </p> <ul> <li>Triangular Base Dimensions: 100mm sides x 28mm high.</li> <li>Overall Height of Stand: 240mm.</li> <li>Supplied with lamp and lead with 4mm plugs.</li> </ul> <p>Requires an external 12V Power Supply (B8G85458 or similar). </p> | 71.55 | EA | FVRATE20 | 1
Physics | F4H79970 | Cell Holder BEK | <p>BEK Single cell holder with 4mm sockets, ingeniously moulded so that a cell can only be inserted the correct way around.</p> <ul> <li>Accepts 1 x Zinc Carbon D cell (not included, available to purchase separately - B8R05412).</li> </ul> <p>A BEK 4-Cell Holder is also available (B8R01324).</p> | 2.89 | EA | FVRATE20 | 1
Physics | F4H79994 | Electrode Holder BEK | <p>BEK Electrode Holder mounted on a yellow baseplate with sockets to accommodate the connection of 4mm plug leads. Excellent for general circuit work.</p> <ul> <li>Carbon rods available to purchase separately (see B8H31092)</li> </ul> | 5.15 | EA | FVRATE20 | 1
Lab Equipment | F4H83328 | MIXED WIRE PACK 3DIA 0.14 0.2 0.28 | <p>Pack of three wires of for investigation of resistivity, to be held in the Universal Clip. </p> <ul> <li>Wire: Eureka (Constantan)</li> <li>32 swg : weight 24g, length 46m, diameter 0.28mm</li> <li>36 swg : weight 14g, length 54m, diameter 0.20mm</li> <li>39 swg : weight 7.5g, length 61m, diameter 0.14mm</li> </ul> | 8.09 | EA | FVRATE20 | 1
Physics | F4H89963 | Optical Bench Wooden 1.5 Metre | <p>This 1.5M wooden Optical Bench offers a cost effective alternative to metal optical benches.</p> <p>It consists of a wooden baseboard measuring 1.6M x 140mm, with a 1.5m scale divided in mm, plus 6 sliding moulded bases (100mm x 50mm each) with index line, brass pillar and locking screw.</p> <p>The following accessories are included:</p> <ul> <li>1 x 12V, 24W S.B.C projection lamp with lead and 4mm plugs</li> <li>1 x white metal object screen, 75mm in diameter, with gauze</li> <li>1 x holder for lenses, 38mm diameter</li> <li>1 x white metal receiving screen, 100mm x 75mm, with a slot for squared paper screen on the reverse</li> <li>1 x object needle mounted in 6mm brass rod</li> <li>1 x Plane mirror in a metal frame, 100mm x 75mm</li> </ul> <p>Each of the accessories is mounted on a 6mm brass rod which fits into the stands giving an optical height of 125mm above the base board.</p> <p>A power supply unit is required for the projection lamp (PP00057620 or similar).</p> <p>The projection lamp is available to purchase separately (B8H76580).</p> | 223.65 | KIT | FVRATE20 | 1
Physics | F4J73480 | MICROWAVE ACCESSORIES KIT | <p>Accessory Kit designed for use with the Microwave Kit by Unilab (B8R01946) </p> <ul> <li>2 x Aluminium reflectors (210mm x 210mm) with pairs of feet</li> <li>1 x Aluminium reflector (210mm x 60mm) with pair of feet</li> <li>1 x Hardboard ';semi-silvered' reflector (210mm x 210mm) with pair of feet</li> <li>1 polarisation grille with handle</li> </ul> | 43.85 | KIT | FVRATE20 | 1
Physics | F4L01053 | Rheostat Coil Only 15 Ohm BEK | <p>Replacement Rheostat Coil for the BEK Rheostat (B8H30646 - not included).</p> <ul> <li>15&Omega; Coil.</li> </ul> <p>Replacement 11&Omega; Coil is also available (B8H30622).&nbsp;</p> | 2.95 | EA | FVRATE20 | 1
Physics | F4L01491 | POLYCARBONATE STRIPS | <p>Polycarbonate Friction Rod (strip) for producing electrostatics charge by friction.</p> <p>Dimensions:</p> <ul> <li>Length: 250mm</li> <li>Diameter: 25mm</li> </ul> <p>Alternative rod materials are available to purchase separately:</p> <ul> <li>Ebonite - B8A47958</li> <li>Perspex - B8A47969</li> <li>Polythene - B8H26631</li> </ul> | 1.85 | EA | FVRATE20 | 1
Physics | F4L11149 | Bell In A Bell Jar Experiment | <p>An ideal solution to the common physics experiment demonstrating that sound will not travel in a vacuum.</p> <p>Place the bell jar on the pump plate, briefly connect the power supply so that the bell can be heard ringing. Connect a vacuum pump to the pump plate and evacuate as much air as possible. Close the valve, switch off the pump and connect the power again. The bell striker moves but can barely be heard. Open the valve slowly, allowing air back in, and the volume of the bell increases.</p> <p><em><strong>Please note - DC Power Supply and </strong></em><em><strong>Vacuum pump&nbsp;</strong></em><em><strong>are not included (See PP00057619 and B8R02971).</strong></em></p> <p>The apparatus consists of a sturdy metal base plate mounted on a metal tripod.</p> <p><strong>Baseplate Dimensions:</strong></p> <ul> <li>Height: 200mm</li> <li>Diameter: 230mm</li> </ul> <p>The bell jar is acrylic and comes complete with an electric bell that requires a suitable d.c. power supply (3 - 6V). Connection to a power supply is made via two 4mm terminals that protrude from the rubber stopper positioned at the top of the bell jar.</p> <p><strong>Bell Jar Dimensions:</strong></p> <ul> <li>Height: 260mm</li> <li>Diameter: 180mm</li> <li>Overall mass: 5kg</li> </ul> | 74.25 | KIT | FVRATE20 | 1
Physics | F4L15970 | Interscale Dial 0-10mA DC Current | <p>Meter dial for use with Interscale Demonstration Meter (B8L16093). </p> <ul> <li>Dial Range: 0 - 10mA</li> <li>Input: D.C.</li> </ul> | 9.25 | EA | FVRATE20 | 1
Physics | F4L15994 | INTERSCALE DIAL 0-1A DC CURRENT | <p>Meter dial for use with Interscale Demonstration Meter (B8L16093). </p> <ul> <li>Dial Range: 0 - 1A</li> <li>Input: D.C. </li> </ul> | 8.39 | EA | FVRATE20 | 1
Physics | F4L16007 | INTERSCALE DIAL 0-10A DC CURRENT | <p>Meter dial for use with Interscale Demonstration Meter (B8L16093). </p> <ul> <li>Dial Range: 0 - 10A</li> <li>Input: D.C.</li> </ul> | 9.25 | EA | FVRATE20 | 1
Physics | F4L16019 | INTERSCALE DIAL 0-1V DC VOLTAGE | <p>Meter dial for use with Interscale Demonstration Meter (B8L16093). </p> <ul> <li>Dial range: 0 - 1V</li> <li>Input: D.C. </li> </ul> | 8.89 | EA | FVRATE20 | 1
Physics | F4L16020 | INTERSCALE DIAL 0-15V DC VOLTAGE | <p>Meter dial for use with Interscale Demonstration Meter (B8L16093). </p> <ul> <li>Dial Range: 0 - 15V</li> <li>Input: D.C.</li> </ul> | 8.95 | EA | FVRATE20 | 1
Physics | F4L16032 | INTERSCALE DIAL 5-0-5V DC VOLTAGE | <p>Meter dial for use with Interscale Demonstration Meter (B8L16093).</p> <ul> <li>Dial range: 5 - 0 - 5V</li> <li>Input: D.C.</li> </ul> | 9.25 | EA | FVRATE20 | 1
Physics | F4L16068 | INTERSCALE DIAL 0-10A AC CURRENT | <p>Meter dial for use with Interscale Demonstration Meter (B8L16093). </p> <ul> <li>Dial range: 0 - 10A</li> <li>Input: A.C. </li> </ul> | 9.15 | EA | FVRATE20 | 1
Physics | F4L16079 | INTERSCALE DIAL 0-15V AC VOLTAGE | <p>Meter dial for use with Interscale Demonstration Meter (B8L16093). </p> <ul> <li>Dial Range: 0 - 15V</li> <li>Input: A.C. </li> </ul> | 8.89 | EA | FVRATE20 | 1
Physics | F4L16081 | INTERSCALE DIAL 0-300V AC VOLTAGE | <p>Meter dial for use with Interscale Demonstration Meter (B8L16093). </p> <ul> <li>Dial Range: 0 - 300V</li> <li>Input: A.C. Voltage</li> </ul> | 8.39 | EA | FVRATE20 | 1
Physics | F4L16093 | INTERSCALE DEMONSTRATION METER | <p>A versatile demonstration meter that can be converted from a Voltmeter to an Ammeter on either A.C. or D.C. by the use of interchangeable dials (sold separately: see below). Each dial fits through a slot in the side of the case and connects through four fixed 4mm sockets. The meter operates using a moving coil galvanometer housed within a plastic case allowing all working/moving parts to be observed through either side of the meter. Scales are marked on both sides making this unit ideal for class demonstration.</p> <ul> <li>Versatile meter that can show A.C. or D.C.</li> <li>Highly sensitive moving coil galvanometer with accuracy of &plusmn; 2.5%</li> <li>Scale on both sides of the dial for class demonstration</li> <li>Easy observation of working parts</li> <li>Basic sensitivity of meter is 5 mA, 100 mV f.s.d</li> <li>Dimensions: (W)300mm x (H)300mm x (D)150mm</li> </ul> <p>Dials are not included.&nbsp; A range of dials for the Interscale Demonstration Meter are available to purchase separately:</p> <ul> <li>0 - 10mA d.c. - B8L15970</li> <li>0 - 1A d.c. - B8L15994</li> <li>0 - 10A d.c. - B8L16007</li> <li>0 - 1V d.c. - B8L16019</li> <li>5 - 0 - 5V d.c. - B8L16032</li> <li>0 - 15V d.c. - B8L16020</li> <li>0 - 10A a.c. - B8R06811</li> <li>0 - 15V a.c. - B8L16079</li> <li>0 - 300V a.c. - B8L16081</li> </ul> | 58.09 | EA | FVRATE20 | 1
Physics | F4L16226 | Spouting Cylinder 400 X50mm | <p>To demonstrate Torricelli's law that pressure increases with depth. Consists of a solid metal cylinder (50mm diameter) with three equal size orifices at different heights down one side.</p> <ul> <li>Height: 400mm.</li> <li>Diameter 60mm.</li> </ul> <p>Includes comprehensive instruction manual.</p> | 19.79 | EA | FVRATE20 | 1
Physics | F4L20035 | Bourdon Gauge 0 to 3.4pa | <p>Simple circular gauge used for the measurement of actual (total gaseous) pressure.</p> <p>The dial from reads 0 to 3.4 x 105 Pa actual (total) pressure.</p> <p>The case has a clear Perspex back so that the working parts may be seen.</p> <p>A tubule, 8mm diameter, provides connection to the system under investigation.</p> <p>With no equipment attached to the gauge at room temperature, the dial will read&nbsp;1 x 105 kPa (atmospheric pressure).</p> <p>The gauge is mounted on a heavy base 102mm x 102mm x 25mm, with rubber feet.</p> <ul> <li>Overall Dimensions: (H)220mm x (D)40 mm</li> <li>Diameter: 106mm</li> </ul> | 66.79 | EA | FVRATE20 | 1
Physics | F4L26086 | Demonstration Electric Motor With Magnet | <p>A model of the simplest form of d.c. electric motor, having a 2-pole armature wound with enamelled copper wire, and a permanent magnetic field provided by a removable magnet. The construction of the model is completely open and all components are readily observable. A disc-type commutator is incorporated and external connection to the phosphor-bronze bushes is by means of a pair of 4mm sockets. The motor will operate on 3 to 6V d.c. </p> <ul> <li>Height: 125mm.</li> </ul> | 47.59 | EA | FVRATE20 | 1
Physics | F4L26899 | Leslies Cube | <p>Tinplate box with 100mm sides. The vertical faces of the box are blackened, roughened, varnished and polished respectively. The top opening is fitted with a lid. The apparatus is filled with water and an external infrared sensor (such as a digital infrared thermometer) may be used to compare the relative radiant heat output from each of the four faces.</p> <ul> <li>Dimensions: 100mm&sup2;</li> </ul> | 19.29 | EA | FVRATE20 | 1
Physics | F4L26955 | Spare Slit Plates For H77468 | <p>Spare Ray Box slit plates, suitable for the Philip Harris Ray Optics Box (B8R06342) & the Battery Operated Ray Box (B8R06343). </p> <ul> <li>Dimensions: 50mm x 100mm</li> <li>Pack of 5</li> </ul> <p> </p> <p> </p> | 5.45 | P 5 | FVRATE20 | 1
Physics | F4L27108 | Double Convex Lens 38mm Dia F50 P20D | <p>Spherical Lenses: Double Convex</p> <p>With optically worked faces and ground edges, for educational purposes.</p> <ul> <li>Diameter: 38mm</li> <li>Focal Length: 50mm,</li> <li>Power: +20D</li> <li>Refractive index: 1.52 approx.</li> <li>Material: Float Glass</li> <li>Pack of 5</li> </ul> | 7.39 | P 5 | FVRATE20 | 1
Physics | F4L27145 | Double Convex Lens 50mm Dia F50 P20D | <p>Spherical Lenses: Double Convex</p> <p>With optically worked faces and ground edges, for educational purposes.</p> <ul> <li>Diameter: 50mm</li> <li>Focal Length: 50mm</li> <li>Power: +20D</li> <li>Refractive Index: 1.52.</li> <li>Material: Float Glass</li> <li>Pack of 5</li> </ul> | 7.39 | P 5 | FVRATE20 | 1
Physics | F4L27157 | Double Convex Lens 50mm Dia F100 P10d | <p>Spherical Lenses: Double Convex</p> <p>With optically worked faces and ground edges, for educational purposes.</p> <ul> <li>Diameter: 50mm</li> <li>Focal Length: 100mm</li> <li>Power: +10D</li> <li>Refractive index: 1.52 approx.</li> <li>Material: Float Glass</li> <li>Pack of 5</li> </ul> | 7.39 | P 5 | FVRATE20 | 1
Physics | F4L27169 | Double Convex Lens 50mm Dia F150 P6.6d | <p>Spherical Lenses: Double Convex</p> <p>With optically worked faces and ground edges, for educational purposes.</p> <ul> <li>Diameter: 50mm</li> <li>Focal Length: 150mm</li> <li>Power: +6.6D</li> <li>Refractive Index: 1.52 approx.</li> <li>Material: Float Glass</li> <li>Pack of 5</li> </ul> | 7.39 | P 5 | FVRATE20 | 1
Physics | F4L27170 | Double Convex Lens 50mm Dia F200 P5d | <p>Spherical Lenses: Double Convex</p> <p>With optically worked faces and ground edges, for educational purposes.</p> <ul> <li>Diameter: 50mm</li> <li>Focal Length: 200mm</li> <li>Power: +5D</li> <li>Refractive index: 1.52.</li> <li>Material: Float Glass</li> <li>Pack of 5</li> </ul> | 6.29 | P 5 | FVRATE20 | 1
Physics | F4L27194 | Double Convex Lens 50mm Dia F300 P3.3d | <p>Spherical Lenses: Double Convex</p> <p>With optically worked faces and ground edges, for educational purposes.</p> <ul> <li>Diameter: 50mm</li> <li>Focal Length: 300mm</li> <li>Power: +3.3D</li> <li>Refractive index: 1.52 approx.</li> <li>Material: Float Glass</li> <li>Pack of 5</li> </ul> | 4.85 | P 5 | FVRATE20 | 1
Physics | F4L27200 | Double Convex Lens 50mm Dia F500 P2d | <p>Spherical Lenses: Double Convex</p> <p>With optically worked faces and ground edges, for educational purposes.</p> <ul> <li>Diameter: 50mm</li> <li>Focal Length: 500mm</li> <li>Power: +2D</li> <li>Refractive index: 1.52 approx.</li> <li>Material: Float Glass</li> <li>Pack of 5</li> </ul> | 3.75 | P 5 | FVRATE20 | 1
Physics | F4L27236 | Double Concave Lens 50mm Dia F50 P-20D | <p>Spherical Lenses: Double Concave</p> <p>With optically worked faces and ground edges, for educational purposes.</p> <ul> <li>Diameter: 50mm</li> <li>Focal length: 50mm</li> <li>Power: -20D</li> <li>Refractive Index: 1.52 approx.</li> <li>Material: Float Glass</li> <li>Pack of 5</li> </ul> | 7.39 | P 5 | FVRATE20 | 1
Physics | F4L27248 | Double Concave Lens 50mm Dia F100 P-10D | <p>Spherical Lenses: Double Concave</p> <p>With optically worked faces and ground edges, for educational purposes.</p> <ul> <li>Diameter: 50mm</li> <li>Focal Length: 100mm</li> <li>Power: -10D</li> <li>Refractive Index: 1.52 approx.</li> <li>Material: Float Glass</li> <li>Pack of 5</li> </ul> | 7.39 | P 5 | FVRATE20 | 1
Physics | F4L27261 | Double Concave Lens 50mm Dia F200 P-5D | <p>Spherical Lenses: Double Concave</p> <p>With optically worked faces and ground edges, for educational purposes.</p> <ul> <li>Diameter: 50mm</li> <li>Focal Length: 200mm</li> <li>Power: -5D</li> <li>Refractive index: 1.52 approx.</li> <li>Material: Float Glass</li> <li>Pack of 5</li> </ul> | 7.39 | P 5 | FVRATE20 | 1
Physics | F4L27273 | Plano Convex Lens 50mm Dia F140 P7D | <p>Plano-Convex Lenses made from clear glass with ground edges &amp; optically worked faces, for educational purposes.</p> <ul> <li>Diameter: 50mm</li> <li>Focal Length: 140mm</li> <li>Power: +7D</li> <li>Refractive Index: 1.52 approx.</li> <li>Material: Float Glass</li> <li>Pack of 5</li> </ul> | 5.15 | P 5 | FVRATE20 | 1
Physics | F4L27297 | Plano-Cylindrical Lenses +7D | <p>Plano-Cylindrical Lenses made from clear glass with ground ends and optically worked faces, for educational purposes.</p> <ul> <li>Dimensions: 50mm x 50mm.</li> <li>Power: +7D</li> <li>Material: Float Glass</li> <li>Pack of 5</li> </ul> <p>Plano-Cylindrical Lenses: 50mm, +10 Pack of 5 also available (B8L27303).</p> | 20.5 | P 5 | FVRATE20 | 1
Physics | F4L35816 | Displacement Vessel 115 X 50mm | <p>Small Displacement Vessel made from mild steel with overflow, for displacement and specific gravity experiments.</p> <ul> <li>Dimensions:115mm x 50mm approx.</li> </ul> <p>A larger size is also available.&nbsp; As is a glass alternative.</p> | 2.65 | EA | FVRATE20 | 1
Physics | F4L41282 | Large Displacement Vessel 225 X125mm | <p>Large Displacement Vessel made from mild steel with overflow, for specific gravity experiments.</p> <ul> <li>Dimensions: 225mm x 125mm approx.</li> </ul> <p>A smaller size is also available.&nbsp; As is a glass alternative.</p> | 7.19 | EA | FVRATE20 | 1
Physics | F4L71651 | Jollys Bulb and Gauge | <p>Palm-sized, hollow metallic ball with a manometer connected to it for demonstrating change of pressure in a closed volume of air when heated or cooled. Immersing the ball in a water bath at a specific temperature allows the relationship between pressure and temperature of the enclosed air to be investigated in order to demonstrate the behaviour of an ideal gas.</p> <ul> <li>Approx. 85 mm diameter hollow metallic ball.</li> </ul> | 49.95 | EA | FVRATE20 | 1
Physics | F4L71663 | Boyles Law Horizontal Mount | <p>The apparatus consists of a horizontally mounted acrylic tube with a graduated scale along one side (scale graduated from 0 to 270cm&sup3;). The tube unit is sealed by a standard gas tap next to which is mounted a standard pressure gauge. The effective length of the tube is controlled by altering the position of a rubber stopper which is moved via a screw thread. Users can select the effective length of the tube by positioning the stopper and closing the gas tap. The volume of the tube can be read off the scale and printed against the corresponding pressure taken from the gauge. By varying the position of the stopper Boyle's Law can be investigated.</p> <ul> <li>This unit has the advantage over the standard model as it does not require oil to indicate the volume of air.</li> <li>The tube is made out of acrylic which is known to fail 'safely' if punctured.</li> </ul> | 123.95 | EA | FVRATE20 | 1
Physics | F4L78141 | Set Of Cubes For Density Investign | <p>Set of all materials for density investigation.</p> <p>Set contains:</p> <ul> <li>5 x Aluminium</li> <li>5 x Brass</li> <li>5 x Copper</li> <li>5 x Steel</li> <li>5 x Lead</li> <li>5 x Stone (Natural Granite)</li> <li>5 x Plastic (acrylic)</li> </ul> <p>Dimensions: 20 x 20 x 20mm</p> | 70.85 | PK | FVRATE20 | 1
Physics | F4L87359 | Led.White Experiment Kit | <p>This Experiment Kit is designed to complement the LED.white, and contains everything you need to carry out a variety of experiments around optics. The Experimental Guide outlines a number of activities, including recreating Newton's famous experiments with white and coloured light.</p> <p>The kit comprises:</p> <ul> <li>5 x Slit plates, with holders</li> <li>5 x Collimating lenses (50mm, 7D plano-cylindrical)</li> <li>2 x Spectrometer prisms (optically polished, extra dense flint glass)</li> <li>Mounting rod to enable use with the optics benches</li> <li>Experimental guide (Printed - CD no longer available)</li> </ul> <p>The LED.white by Unilab is available to purchase separately (B8L87348)</p> | 117.85 | EA | FVRATE20 | 1
Chemistry | F4L87567 | Ultraviolet Detecting Beads | <p>A fun way to learn about the power of sunlight. As well as making bracelets, pupils are able to carry out fun experiments investigating solar radiation, effectiveness of sun cream and sunlight. A science activity guide is included and allows children to carry out scientific investigations and learn about the effects of the sun on their health. </p> <ul> <li>Observe radiation from the Sun at different times of the day</li> <li>Test the effectiveness of glass in blocking the Sun's rays</li> <li>Test the effectiveness of different SPF sunscreen</li> </ul> <p>A bag of white beads which turn into many different colours when exposed to an ultraviolet light source. Ideal for observing UV radiation from the Sun. Beads are drilled so that they can be threaded onto pipe-cleaners or string. A great way to raise awareness of the health issues associated with exposure to the sun. </p> | 19.2 | PKD | FVRATE20 | 1
Physics | F4R01336 | Spare Len Cylindrical Double Convex 45mm | <p>Spare 45mm glass double convex cylindrical lens for use with the, now discontinued, Economy Ray Box.</p> <ul> <li>Dimensions: (W)45mm x (H)50mm</li> </ul> | 5.45 | EA | FVRATE20 | 1
Physics | F4R03088 | Vibration Generator Kit | <p>This Vibration Generator kit includes the following:</p> <ul> <li>Vibration Generator (B8H30701)</li> <li>Vibration Generator Accessory Kit (B8H30920)</li> </ul> <p>The Vibration Generator gives mechanical oscillations when fed by signals from an oscillator/A.F. amplifier (e.g. a Power Signal Generator - B8G85793).</p> <p>The frequency response encompasses the whole of the audio spectrum and beyond. Electrical input is made via two 4mm sockets and the mechanical output is provided by a shaft terminating in a pair of clamping nuts. The locking slider feature allows the generator arm to be fixed to prevent damage. The Vibration Generator can be used in any position, free standing or clamped.</p> <p>Technical Specifications:</p> <ul> <li>Maximum peak to peak displacement: 8mm at 1Hz, decreasing with increase in frequency.</li> <li>Total frequency range: D.C. to 10kHz.</li> <li>Coil impedance: 3.5O at 50Hz</li> <li>Maximum Carrying Load: 150g</li> <li>Dimensions: (W)100mm x (D)90mm x (H)95mm</li> </ul> <p>The Vibration Generator requires the following equipment to operate:</p> <ul> <li>Power Signal Generator - B8G85793 (or similar)</li> <li>4mm Leads (2 required) - B8R05705</li> </ul> <p>The Vibration Generator can also be driven using a Bench Signal Generator (B8G85779) and Power Amplifier (B8R07696) in the absence of a Power Signal Generator.</p> <p>The Vibration Generator Accessory Kit includes:</p> <ul> <li>Coil Spring</li> <li>Thick Rubber Cord</li> <li>Thin Rubber Cord</li> <li>Chladni Plate (Size:</li> <li>Piano Wire Loop</li> <li>Steel Strips</li> <li>Transparent Tube</li> <li>20 Coloured Plastic Balls</li> <li>Cable Ties</li> </ul> <p>Ideal for the demonstration of standing waves (longitudinal, transverse and 2D) and kinetic theory. The 3D kinetic theory model consists of a transparent tube and 20 coloured plastic balls to represent molecules of a gas or liquid.</p> | 93.25 | PK | FVRATE20 | 1
Physics | F4R03092 | MFA Battery Holder For PJ996 | <p>This fits on top of a lantern battery and connects to MFA via a 50cm lead and keyed plug. </p> <p>Lantern Battery is available to purchase separately (B8R07662). </p> | 8.55 | EA | FVRATE20 | 1
Physics | F4R03097 | Resistance Unit | <p>A handy 7-way resistance unit for low voltage circuit work and Ohm's Law investigations, offering a range of values: 1, 4.7, 10, 100, 1000, 10000 and 10000 Ohms. Each resistor is connected to a pair of red and black 4mm sockets. They can be connected in series or parallel to support investigation of the 'rules' for combining resistors.</p> <p>The maximum voltage allowed depends on the resistor value, and its power rating. Students should appreciate the need for some simple calculations when selecting a resistor value. The Notes For Use are included to provide guidance.</p> <ul> <li>All resistors are rated at 0.25W</li> <li>Maximum Current: 250mA a.c. or d.c.</li> <li>Dimensions: 160mm x 75mm x 31mm</li> <li>Mass: 130g</li> </ul> | 17.69 | EA | FVRATE20 | 1
Physics | F4R03099 | Solenoid Superior | <p>This large solenoid offers a range of experiments around magnetic fields and the transformer effect. Used with a variable d.c. supply and a Magnetic Flux Density Meter the field can be measured at various positions inside and outside the coil, for a range of currents.</p> <p>The Solenoid's main coil is 200 turns, wound on a 50mm diameter tube. The overall length of the windings is 420mm. A second coil is wound on the same tube, with the same overall length. This coil is tapped at 5, 10, 20, 30, 50, 70 and 100 turns on either side of the centre, effectively offering a range of coils from 5 turns to 200 turns. The relationship between flux density, number of turns, current and length of coil can be fully investigated.</p> <p>4mm sockets are colour coded to encourage correct connection: black sockets - main 200 turn coil; red sockets - second coil 200 turns with tappings.</p> <p>Used with a variable a.c. supply and suitable a.c. meters (e.g. Easy Read meter and 20V a.c. Attachment) students can investigate the behaviour of a crude transformer. The two coils are used as primary and secondary winding in various turns ratios. The efficiency is very low. Steel laboratory retort stand rods can be used singly or in small numbers to provide a core for the transformer to illustrate increasing efficiency.</p> <p>This introductory work can lead into investigation of practical transformer e.g. C-cores and Transformer Coils where the complete magnetic path provides much higher efficiency. Students can also extend their study using the Dissectible Transformer (B8H26564) and its accessories, where they can investigate applications of transformer principles to induction and motors.</p> <ul> <li>Maximum Voltage: 6V a.c. and d.c.</li> <li>Maximum current: 7A a.c. and d.c.</li> <li>Coils: 200 turns 20swg copper wire + 200 turns 19swg tapped.</li> <li>Size: 530mm x 175mm x 115mm</li> </ul> <p>Associated Products:</p> <ul> <li>Magnetic Flux Density Meter - B8H28729</li> <li>Easy-Read Digital Meter - B8R02652</li> <li>Easy-Read Attachment 20V a.c.- B8H30671</li> <li>Dissectible Transformer - B8H26564</li> <li>Bench Power Supply Unit - B8G85458</li> </ul> | 117.19 | EA | FVRATE20 | 1
Glues & Adhesives | F4R04295 | Pritt 43g X 100 Plus Free Gift | <p>Unleash unlimited creativity and imagination with the Pritt Glue Stick &ndash; perfect for children's arts and crafts activities. Designed to encourage children&rsquo;s development through creativity, this glue stick is both practical and eco-friendly, made from 97% natural ingredients. Recognised for its child-safe formulation, the Pritt Stick ensures high efficiency with minimal paper wrinkling, creating seamless and professional results for both crafts and school projects.</p> <p>Experience sustainability with the Pritt's commitment to the environment through its packaging, composed of up to 65% recyclable plastic and offering 100% recyclability, making it an ideal choice for environmentally conscious schools and nurseries.</p> <p>Unexpected glue mishap? Rest assured, it&rsquo;s easily washable from clothing at 20&deg;C, maintaining its place as a staple in classroom supply kits. The Pritt Glue Stick features a strong and long-lasting hold with a unique low-water formulation that reduces paper lumps and wrinkles.</p> <p>Available in a convenient 43g size, it&rsquo;s suitable for various applications, from securing paper in student notebooks to tackling large-scale craft projects. While primarily designed for educational environments, its reliability makes it a versatile addition to any office supply collection.</p> | 100.99 | PHA | FVRATE20 | 1
Glues & Adhesives | F4R04298 | Classmate Glue - 20g Pk100 | <p>Pay a fraction of the big brand price but enjoy the same high performance with our Classmates Glue Sticks. This pack of 100 x 20g glue sticks delivers exceptional adhesive power, tested and proven to excel in key categories against top brands*.</p> <p>Perfect for a busy classroom or craft room, these high-quality glue sticks spread evenly across paper, card, pom poms, felt, and ribbons. They dry clear and allow for repositioning, giving kids the flexibility to perfect their projects without fuss.</p> <p>Our glue sticks are non-toxic, solvent-free, and safe for children aged 3+ years, making them ideal for nurseries and schools. Plus, they easily wash off hands and clothing, keeping mess to a minimum.</p> <p>With 100 sticks in this pack, you'll have ample glue to tackle every creative challenge. And because they come in 100% recyclable containers, you can stick to your eco-friendly goals while providing top-notch supplies.</p> <ul> <li>Exceptional value with a pack of 100 x 20g glue sticks</li> <li>Non-toxic and solvent-free for safety</li> <li>Washes off skin and clothing with ease</li> <li>Dries clear and allows for repositioning</li> <li>100% recyclable containers</li> <li>Also available in 10g or 40g options</li> </ul> <p>Choose Classmates Glue Sticks for reliable, budget-friendly adhesive that gets the job done without breaking the bank.</p> <p>*Classmates Glue Sticks achieved first place in glue base strength, product container quality, and application diameter. Independent testing was carried out in June 2023.</p> | 41.99 | PHA | FVRATE20 | 1
Glues & Adhesives | F4R04300 | Classmate Glue - 40g Pk100 | <p>Experience exceptional value and performance with our Classmates Glue Sticks, a perfect choice for educational environments such as schools and nurseries. This substantial pack of 100 glue sticks, each weighing 40g, offers high-quality adhesion that rivals leading brands, ensuring your creative projects achieve professional results.</p> <p>These glue sticks are ideal for busy classrooms and craft activities, offering smooth application on materials like paper, card, pom poms, felt, and ribbons. The glue dries clear and allows for easy repositioning, providing children with the flexibility to experiment and refine their artwork and projects.</p> <p>Safety is our priority; that's why our glue sticks are non-toxic and free from solvents, making them safe for children aged 3 years and older. Parents and educators will appreciate the easy wash-off formula, which ensures that glue can be removed from hands and clothing swiftly, reducing mess and keeping classroom environments tidy.</p> <p>This pack of 100 provides ample supply to meet the demands of any creative challenge, while the 100% recyclable containers support your institution's commitment to sustainability by adhering to eco-friendly practices.</p> <ul> <li>Outstanding value with 100x 40g glue sticks in each pack</li> <li>Safe, non-toxic, and solvent-free formulation</li> <li>Easily washes off skin and fabric</li> <li>Clear drying finish that allows repositioning</li> <li>Environmentally friendly with fully recyclable packaging</li> <li>Available in alternative sizes of 10g and 20g</li> </ul> <p>Select Classmates Glue Sticks for a cost-effective, reliable adhesive solution that supports educational activities without compromising on quality or budget.</p> <p>*Our 2023 independent testing confirmed Classmates Glue Sticks excel in glue strength, container quality, and application precision.</p> | 54.99 | PHA | FVRATE20 | 1
Tape & Tack | F4R04301 | Sellotape 18 X 33m | <p>Sellotape Original Golden Sticky Tape is an office and household essential. It is an everyday solution for most sticking tasks, including wrapping presents, sticking paper, card, envelopes and all sorts of household objects. With Sellotape Original you won't come unwind. Sellotape is strong and sticky.</p> <p>In a comparison of adhesive tapes Sellotape has proven to be up to&nbsp; stickier and stronger than competitor products - "The Nation's favourite stationery tape".</p> <p>About Sellotape For more than 80 years Sellotape has been a household name. From taping up windows during the blitz to sticking together pictures, papers and documents.</p> <p>Sellotape is synonymous with everyday life from past to present.</p> <p>Sellotape is recognised as the sticky tape market leader, and even has its very own entry in the Oxford English Dictionary!</p> <p>Sellotape for all your sticking tape needs.</p> | 7.89 | P 8 | FVRATE20 | 1
Tape & Tack | F4R04302 | Sellotape - 18mm X 66m | <p>Sellotape Original Golden Sticky Tape is an office and household essential. It is an everyday solution for most sticking tasks, including wrapping presents, sticking paper, card, envelopes and all sorts of household objects.</p> <p>With Sellotape Original you won't come unwind.</p> <p>Sellotape is strong and sticky. In a comparison of adhesive tapes Sellotape has proven to be up to&nbsp; stickier and stronger than competitor products - "The Nation's favourite stationery tape".</p> <p>About Sellotape For more than 80 years Sellotape has been a household name. From taping up windows during the blitz to sticking together pictures, papers and documents.</p> <p>Sellotape is synonymous with everyday life from past to present.</p> <p>Sellotape is recognised as the sticky tape market leader, and even has its very own entry in the Oxford English Dictionary!</p> <p>Sellotape for all your sticking tape needs.</p> | 10.99 | P 8 | FVRATE20 | 1
Tape & Tack | F4R04303 | Sellotape 24mmx33m Pk6 Reel | <ul> <li>Britain's No.1 sticky tape.</li> <li>Strong and extra sticky.</li> <li>Golden in colour but clear when applied.</li> <li>Easy to unwind and tear - no need for scissors.</li> <li>24mm x 33m.</li> <li>Core size of 25mm.</li> <li>Pack of 6.</li> </ul> <p>Material: Biaxially orientated polypropylene (BOPP) film coated with strong, solvent free acrylic pressure sensitive adhesive.</p> | 6.49 | P 6 | FVRATE20 | 1
Tape & Tack | F4R04304 | Sellotape 24mmx66m Pk6 Reel | <p>Discover the versatility and reliability of&nbsp;<strong>Sellotape Original Golden Sticky Tape</strong>, an essential tool for both office environments and household tasks. This pack of six rolls, each measuring 24mm x 66m, ensures you are never short when tackling everyday sticking tasks. Perfect for educators and school environments, its strong adhesive properties make it ideal for securely binding papers, card, and envelopes, and it excels in arts and crafts projects in educational settings. The unique golden tint appears clear once applied, ensuring a neat finish every time.</p> <p>Sellotape's reputation is built on over 80 years of innovation and trust. Its robust and sticky nature has consistently proven superior to that of its competitors, making it a staple in schools and offices across the UK. Trusted through history&mdash;from protecting windows during the Blitz to everyday educational uses today&mdash;Sellotape is more than just tape; it&rsquo;s part of our everyday learning life.</p> | 7.99 | P 6 | FVRATE20 | 1
Appliances | F4R04367 | Retro Regulated PSU | <p>The most sophisticated of the Unilab Retro range, the Regulated Lockable Power Unit offers smooth, regulated d.c. at 2, 4, 6, 9 or 12 volts, at up to 4 amps. This unit is for quantitative circuit work, e.g. Ohm's law or where a constant voltage is required under variable load. The voltage is selected using a five-position switch, and can be locked either at a particular voltage, or within a range of voltages, by way of hex socket screws surrounding the selector switch. An Allen key is provided for the teacher or technician to set the desired locks. The power is output from shrouded 4mm sockets, and the shroud can be partially unscrewed for other types of connection, such as bare wires. The unit has two in-built layers of protection. The first is a thermal trip on the secondary circuit, with a reset button for when the problem load has been disconnected. The second is a 1A mains fuse, accessed from the front panel, on the primary circuit.</p> <ul> <li>Locking mechanism to limit or pre-set the voltage available to students in specific experiments (a standard 3mm Allen/Hex Key is appropriate for locking the voltage if the original is misplaced)..</li> <li>4mm output socket/terminals</li> <li>Thermal "trip", which can be reset shortly after removal of the excess load</li> <li>Robustly made with captive mains lead and integral cable wraps on the back panel</li> <li>Protected by a time delay mains fuse in the front panel.</li> </ul> <p>Complies to EN61010 2010, certificate available on request.</p> <ul> <li>Dimensions: (L)290mm x (W)165mm x (H)165mm.</li> </ul> | 199.65 | EA | FVRATE20 | 1
Physics | F4R05153 | Tuning Forks Set Of 8 | <p>Excellent quality aluminium plain shank tuning forks with frequency marked on.</p> <p>Set of 8 containing:</p> <ul> <li>A 426Hz,</li> <li>B 480Hz,</li> <li>C 256Hz,</li> <li>C 512Hz,</li> <li>D 288Hz,</li> <li>E 320Hz,</li> <li>F 341Hz,</li> <li>G 384Hz</li> </ul> <p>Supplied in a wooden box for storage.</p> | 48.99 | PK | FVRATE20 | 1
Physics | F4R05267 | Owon Oscilloscope | <p>The OWON SDS5032E-V is a great value-for-money dual-channel oscilloscope (30 MHz) with a maximum real-time sample rate of 125 MSa/s per channel (250 MSa/s interleaved), a memory depth of 10 KB and a large 8-inch colour LCD.</p> <p>It is ideal for production tests, field service, research, design and all other applications involving analogue/digital circuit tests and troubleshooting, as well as education and training. It even includes maths functions: Add, Subtract, Multiply, Division and FFT</p> <ul> <li>30MHz bandwidth</li> <li>250mS/s per channel</li> <li>=5.8ns rise time</li> <li>8 inch colour TFT LCD display</li> <li>Dual channel with external trigger</li> <li>Normal sample, peak detect and average sampling mode</li> <li>Record length: Max. 10,000 points per channel</li> <li>Sampling range: 5S/s~250mS/s for single channel and 1S/s-125Ms/s for 2 channels</li> <li>Horizontal scale: 4n/s div to 100n/s div in steps by 1-2-5</li> <li>Vertical sensitivity 5mV ~10V/div</li> <li>DC gain accuracy &plusmn;3%</li> <li>Max input voltage 400V (PK - PK)(DC+AC PK-PK)</li> <li>Input Impedance 1MO&plusmn;2% in parallel with 20pF&plusmn;5F</li> <li>Input Coupling: AC DC GND</li> <li>Trigger Mode: Edge video with holdoff function</li> <li>Vertical Resolution: 8 Bits</li> <li>Sampling Rate: &plusmn;100ppm</li> <li>Interval Accuracy: Single &plusmn;(1 interval time + 100 ppm x reading + 0.6ns) Average 16: &plusmn;(1 interval time +100ppm x reading +0.4ns)</li> <li>Waveform Storage: 15 waveforms</li> <li>Automatic Measurement: Peak-to-peak, Average, RMS, Frequency, cycle, Vmax, Vmin, Vtop, Vamp, Overshoot, Preshoot, Rise time, Fall Time</li> <li>USB interface</li> <li>Dimensions: (W)348mm x (H)170mm x (D)78mm</li> <li>Weight: 1.5kg</li> </ul> | 309.95 | EA | FVRATE20 | 1
Physics | F4R05396 | Set Of 6 Colour Filters | <p>Set of 6 standard colour filters.</p> <ul> <li>Orange</li> <li>Marius Red</li> <li>Primary Green</li> <li>Tokyo Blue</li> <li>QFD Blue</li> <li>Violet</li> </ul> | 107.65 | P 6 | FVRATE20 | 1
Physics | F4R05397 | Narrow Band Filters Set Of 3 | <p>Pack of 3 Narrow Band Filters, recommended for A-level experiments including Planck's Constant. </p> <p>The filters include: </p> <ul> <li>Mercury Green: 546nm (510-570nm)</li> <li>Mercury Blue: 436nm (430-450nm)</li> <li>Mercury Yellow: 578nm (570nm+)</li> </ul> | 52.3 | P 3 | FVRATE20 | 1
Site Maintenance | F4R05400 | Varta Zinc Battery AAA R03 P4 | <ul> <li>1.5V zinc battery</li> <li>AAA</li> <li>R03</li> <li>Pack of 4</li> </ul> | 1.99 | P 4 | FVRATE20 | 1
Site Maintenance | F4R05409 | Varta Zinc Battery AA R6 P4 | <ul> <li>1.5v zinc carbon battery</li> <li>AA</li> <li>R6</li> <li>Pack of 4</li> </ul> | 1.99 | P 4 | FVRATE20 | 1
Site Maintenance | F4R05410 | Varta Zinc Battery 9V PP3 | <ul> <li>9V zinc battery</li> <li>PP3</li> <li>Each</li> </ul> | 2.99 | EA | FVRATE20 | 1
Site Maintenance | F4R05411 | Varta Zinc Battery C R14 P2 | <ul> <li>1.5v zinc battery</li> <li>Size C</li> <li>R14</li> <li>Pack of 2</li> </ul> | 1.99 | P 2 | FVRATE20 | 1
Site Maintenance | F4R05412 | Varta Zinc Battery D R20 P2 | <ul> <li>1.5V zinc battery</li> <li>Size D</li> <li>R20</li> <li>Pack of 2</li> </ul> | 2.99 | P 2 | FVRATE20 | 1
Physics | F4R05543 | Plug-in Electricity Cost Monitor | <p>Use the meter to monitor and measure the energy usage of any 13 amp rated electrical appliance. Plug the meter in to a powered mains socket and then plug the appliance you want to monitor into it. It also calculates the cost of electricity used and assesses the carbon footprint.</p> <ul> <li>Voltage Rating: 240V ac 50Hz</li> <li>Current rating: 13A</li> <li>Maximum load: 3120W</li> <li>Power Consumption: 0.5W</li> <li>Metering: Voltage 200 to 276V AC,. +/-1.5%</li> <li>Frequency range 45 to 65Hz</li> <li>Current range 0.005 to 13A, +/-2%</li> <li>Power range 0.1 to 3120W, +/-2%</li> <li>Power Factor: 0.00 to 1.00</li> <li>Overload power setting and alarm</li> <li>Accumulative electricity usage range</li> </ul> | 22.45 | EA | FVRATE20 | 1
School Office & Post Room | F4R05617 | Cm Addresslabels 80x50mm P1000 | <ul> <li>Continuous roll</li> <li>Self-adhesive address labels</li> <li>1 wide</li> <li>80 x 50mm</li> <li>Roll of 1000</li> <li>Also available in 89 x 36mm in a roll of 250</li> </ul> | 12.99 | BOX | FVRATE20 | 1
Physics | F4R05623 | Calorimeter Stirrer | <p>Calorimeter Stirrer</p> <ul> <li>Diameter: 40mm</li> <li>Length: 170mm</li> <li>Material: Aluminium</li> </ul> | 1.19 | EA | FVRATE20 | 1
Chemistry | F4R05624 | Ferro Fluid 10ml | <p>The amazing ferrofluid is a truly magnetic liquid that consists of micron size magnetic particles (magnetite) in a mineral oil. Particles are coated in a surfactant which prevents them clumping together. </p> <p>When a magnet is in close proximity the magnetic particles in the Ferrofluid take up the shape of the magnetic field to create a 3-D version of the classic iron fillings on a piece of paper experiment. </p> <p>The apparent density of ferrofluid can be changed by applying a magnetic field. E.g., place a one pence piece in a shallow dish (5mm) of ferrofluid and it will sink. Bring a powerful magnet underneath and the coin will float! </p> <ul> <li>Supplied in a plastic jar containing 10ml of Ferrofluid.</li> <li>A rare earth magnet is also supplied.</li> </ul> | 12.19 | EA | FVRATE20 | 1
Physics | F4R05627 | BEK LED Red | <p>BEK LED mounted on a yellow baseplate with sockets to accommodate the connection of 4mm plug leads. Excellent for general circuit work.</p> <ul> <li>Colour: Red</li> <li>Forward Voltage: 3V</li> <li>Maximum Current: 30mA.</li> </ul> | 3.15 | EA | FVRATE20 | 1
Physics | F4R05628 | BEK LED Green | <p>BEK LED mounted on a yellow baseplate with sockets to accommodate the connection of 4mm plug leads. Excellent for general circuit work.</p> <ul> <li>Colour: Green</li> <li>Forward Voltage: 3V</li> <li>Maximum Current: 30mA.</li> </ul> | 3.15 | EA | FVRATE20 | 1
Lab Equipment | F4R05679 | Side Cutters | <p>Economy side cutters. Lap jointed, with return spring and PVC insulated handles.</p> <ul> <li>Overall Length: 115mm.</li> </ul> | 8.49 | EA | FVRATE20 | 1
Lab Equipment | F4R05680 | Long Nose Pliers | <p>Economy straight long nose pliers with serrated jaws and return spring. Lap jointed, with return spring and PVC insulated handles.</p> <ul> <li>Overall length 130mm.&nbsp;</li> </ul> | 7.75 | EA | FVRATE20 | 1
Lab Equipment | F4R05681 | Antex Soldering Iron 18w | <p>Soldering iron utilising double shaft construction principle to give near perfect insulation.</p> <ul> <li>Supplied with 2.3mm bit</li> <li>Operating Tip Temperature: 390&deg;c</li> <li>Power: 18W</li> <li>Length: Tip to Handle - 182mm</li> </ul> | 33.95 | EA | FVRATE20 | 1
Lab Equipment | F4R05689 | Omega Lead Free Solder 250g Reel 18 Swg | <p>Omega lead-free solder is manufactured in the U.K. from 96% tin, 3.5% silver and 0.5% copper. </p> <ul> <li>It is rosin-free, halide-free and has a flux content of 3%.</li> <li>A fast flow solder, with good solderability, minimal clear residue and a melting point of 217°C.</li> <li>250g reel </li> <li>SWG 18</li> </ul> | 46.95 | EA | FVRATE20 | 1
Lab Equipment | F4R05704 | Bnc To 4mm Sockets Adaptor | <p>Insulated BNC to 2 x 4mm safety socket adaptor. This BNC adaptor connects two 4mm plugs to a BNC socket, and is colour coded red and black. Fully insulated with a Nickel plated contact area. </p> | 13.19 | EA | FVRATE20 | 1
Lab Equipment | F4R05705 | 4mm Stackable Plug Lead 100mm - Black | <p>Professional quality 4mm Plug leads. The 4mm spring loaded plugs are connected by highly flexible PVC cable.</p> <ul> <li>Maximum current: 16A</li> <li>Voltage: 33V AC - 70V DC.</li> <li>Colour: Black</li> <li>Length: 100mm</li> </ul> | 3.45 | EA | FVRATE20 | 1
Lab Equipment | F4R05706 | 4mm Stackable Plug Lead 100mm - Red | <p>Professional quality 4mm Plug leads. The 4mm spring loaded plugs are connected by highly flexible PVC cable.</p> <ul> <li>Maximum current: 16A</li> <li>Voltage: 33V AC - 70V DC.</li> <li>Colour: Red</li> <li>Length: 100mm</li> </ul> | 3.45 | EA | FVRATE20 | 1
Lab Equipment | F4R05708 | 4mm Stackable Plug Lead 250mm - Black | <p>Professional quality 4mm Plug leads. The 4mm spring loaded plugs are connected by highly flexible PVC cable.</p> <ul> <li>Maximum current: 16A</li> <li>Voltage: 33V AC - 70V DC.</li> <li>Colour: Black</li> <li>Length: 250mm</li> </ul> | 3.95 | EA | FVRATE20 | 1
Lab Equipment | F4R05709 | 4mm Stackable Plug Lead 250mm - Red | <p>Professional quality 4mm Plug leads. The 4mm spring loaded plugs are connected by highly flexible PVC cable.</p> <ul> <li>Maximum current: 16A</li> <li>Voltage: 33V AC - 70V DC.</li> <li>Colour: Red</li> <li>Length: 250mm</li> </ul> | 3.95 | EA | FVRATE20 | 1
Lab Equipment | F4R05710 | 4mm Stackable Plug Lead 250mm - Yellow | <p>Professional quality 4mm Plug leads. The 4mm spring loaded plugs are connected by highly flexible PVC cable.</p> <ul> <li>Maximum current: 16A</li> <li>Voltage: 33V AC - 70V DC.</li> <li>Colour: Yellow</li> <li>Length: 250mm</li> </ul> | 3.95 | EA | FVRATE20 | 1
Lab Equipment | F4R05711 | 4mm Stackable Plug Lead 500mm - Black | <p>Professional quality 4mm Plug leads. The 4mm spring loaded plugs are connected by highly flexible PVC cable.</p> <ul> <li>Maximum current: 16A</li> <li>Voltage: 33VAC - 70VDC.</li> <li>Colour: Black</li> <li>Length: 500mm</li> </ul> | 4.05 | EA | FVRATE20 | 1
Lab Equipment | F4R05712 | 4mm Stackable Plug Lead 500mm - Red | <p>Professional quality 4mm Plug leads. The 4mm spring loaded plugs are connected by highly flexible PVC cable.</p> <ul> <li>Maximum current: 16A</li> <li>Voltage: 33V AC - 70V DC.</li> <li>Colour: Red</li> <li>Length: 500mm</li> </ul> | 4.05 | EA | FVRATE20 | 1
Lab Equipment | F4R05713 | 4mm Stackable Plug Lead 500mm - Yellow | <p>Professional quality 4mm Plug leads. The 4mm spring loaded plugs are connected by highly flexible PVC cable.</p> <ul> <li>Maximum current: 16A</li> <li>Voltage: 33V AC - 70V DC.</li> <li>Colour: Yellow</li> <li>Length: 500mm</li> </ul> | 4.05 | EA | FVRATE20 | 1
Lab Equipment | F4R05714 | 4mm Stackable Plug Lead 750mm -black | <p>Professional quality 4mm Plug leads. The 4mm spring loaded plugs are connected by highly flexible PVC cable.</p> <ul> <li>Maximum current: 16A</li> <li>Voltage: 33V AC - 70V DC.</li> <li>Colour: Black</li> <li>Length: 750mm</li> </ul> | 4.75 | EA | FVRATE20 | 1
Lab Equipment | F4R05715 | 4mm Stackable Plug Lead 750mm -red | <p>Professional quality 4mm Plug leads. The 4mm spring loaded plugs are connected by highly flexible PVC cable.</p> <ul> <li>Maximum current: 16A</li> <li>Voltage: 33VAC - 70VDC.</li> <li>Colour: Red</li> <li>Length:750mm</li> </ul> | 4.75 | EA | FVRATE20 | 1
Physics | F4R05753 | E-textiles Kit Pk10 | <p>Introduce lighting effects to textiles designs with this kit and demonstrate electricity in a fun and creative way. Soldering is not required, instead conductive thread is used to connect the battery and LEDs. </p> <p>Each kit includes: </p> <ul> <li>2m of conductive thread (which is a thread that can be used like cotton thread but conducts electricity like a wire)</li> <li>Our own custom designed Sewable Coin Cell Holder</li> <li>One coin 3V cell battery</li> <li>Two ultra slim, pre-mounted, easy sew E-Textile LEDs.</li> </ul> <p>Please note that the product is not washable/dry cleanable and can be used on textile applications which are ornamental, not intended to be washed/dry cleaned. Alternatively use on removable textile appliques for garments/soft furnishings/fashion accessories. </p> <p>The Electro Fashion E-Textiles Kit can also be purchased as an individual kit (B8R05752). </p> | 60.45 | P10 | FVRATE20 | 1
Primary Science | F4R05788 | Advanced Light Sensor | <p>The advanced light sensor can measure from 0.5 to 100,000 lux, with relative accuracy at all levels. It is ideal for experiments needing accurate quantitative results at all incident light levels. This sensor can select either fast or slow response modes.</p> <p>Only for use with Logbook Data Loggers.</p> | 65.99 | EA | FVRATE20 | 1
School Office & Post Room | F4R05915 | Cm Address Labels 89x36mm P250 | <p>Enhance your labelling efficiency with the Classmates Address Label Roll in White, sized perfectly at 89 x 36mm. Ideal for schools, nurseries and offices, these labels cater to your everyday addressing and organisational needs.</p> <ul> <li><strong>Continuous Roll:</strong>&nbsp;Facilitates easy and seamless dispensing, ensuring an uninterrupted workflow in busy educational settings.</li> <li><strong>Self-Adhesive Labels:</strong>&nbsp;Securely adhere to envelopes, packages, and various surfaces, providing reliability in document and correspondence management.</li> <li><strong>Professional White Finish:</strong>&nbsp;Provides a tidy and professional appearance, suitable for all formal school correspondence.</li> <li><strong>Optimised Size (89 x 36mm):</strong>&nbsp;Offers generous space for clear and readable addresses, aiding in efficient sorting and delivery processes.</li> <li><strong>Ample Supply:</strong>&nbsp;With 250 labels per roll, it supports regular use and accommodates high-volume tasks without constant repurchasing.</li> <li><strong>Alternative Sizes:</strong>&nbsp;Also available in a 70 x 50mm size on a roll of 1000, meeting diverse labeling requirements.</li> </ul> <p>The Classmates Address Label Roll combines functionality with superior performance, making it an indispensable tool for managing address labelling needs effectively.</p> | 2.99 | BOX | FVRATE20 | 1
Lab Equipment | F4R05922 | 2mm Stackable Lead (30cm Long) - Black | <p>Professional quality 2mm Plug leads. The 2mm spring loaded plugs are connected by highly flexible PVC cable.</p> <ul> <li>Maximum current: 16A</li> <li>Voltage: 33V AC - 70V DC.</li> <li>Colour: Black</li> <li>Length:300mm</li> </ul> <p>Suitable for all MFA Experiments</p> | 3.55 | EA | FVRATE20 | 1
Lab Equipment | F4R05923 | 2mm Stackable Lead (30cm Long) - Red | <p>Professional quality 2mm Plug leads. The 2mm spring loaded plugs are connected by highly flexible PVC cable.</p> <ul> <li>Maximum current: 16A</li> <li>Voltage: 33V AC - 70V DC.</li> <li>Colour: Red</li> <li>Length:300mm</li> </ul> <p>Suitable for all MFA Experiments</p> | 3.55 | EA | FVRATE20 | 1
Lab Equipment | F4R05925 | Plug In PSU 5V 2A | <p>This 5V, 2.5A regulated plug-top power supply is suitable for the Unilab LED range, and data loggers. </p> <ul> <li>Output 5V</li> <li>2.1mm centre +ve DC jack plug</li> <li>Nominal Load Current: 2.5W</li> <li>Nominal Output Power: 12.5W</li> </ul> | 12.39 | EA | FVRATE20 | 1
Lab Equipment | F4R05926 | Plug Lead Safety High Current - Black | <p>Professional quality 4mm stackable safety test leads providing maximum operator safety by the incorporation of a rigid, non retractable insulating sleeve which completely encloses the plug pin. Double insulated highly flexible PVC cable </p> <ul> <li>Maximum current: 32A</li> <li>Voltage: 1000V</li> <li>Colour: Black</li> <li>Length: 1000mm</li> </ul> | 9.75 | EA | FVRATE20 | 1
Lab Equipment | F4R05927 | Plug Lead Safety High Current - Red | <p>Professional quality 4mm stackable safety test leads providing maximum operator safety by the incorporation of a rigid, non retractable insulating sleeve which completely encloses the plug pin. Double insulated highly flexible PVC cable </p> <ul> <li>Maximum current: 32A</li> <li>Voltage: 1000V</li> <li>Colour: Black</li> <li>Length: 1000mm</li> </ul> | 9.75 | EA | FVRATE20 | 1
Physics | F4R05957 | Harris Standard Spectrometer Vernier | <p>An economically priced, high-quality, precision manufactured instrument capable of quantitative work. The main structural parts including the collimator and telescope bodies are manufactured from heavy castings for durability and precision. This lab-quality spectrometer offers excellent quality at a price that every classroom can afford. </p> <p>Scale: </p> <ul> <li>170mm diameter, 0 to 360° x 1°, capable of independent rotation, with locking screw. A spring-loaded Vernier scale (attached to the telescope mount) provides readings to 0.1° (6 minutes of arc).</li> </ul> <p>Collimator: </p> <ul> <li>Mounted on a fixed pillar and consists of an adjustable 6mm long slit on one side, with an achromatic converging lens (focal length 150mm) on the other</li> </ul> <p>Prism Table: </p> <ul> <li>Mounted on a 175mm diameter circular degree scale, and is provided with three levelling screws and has lines marked to assist with precise placement of prism.</li> </ul> <p>The astronomical type telescope consists of an achromatic objective (focal length170mm)at one end and a Ramsden's eyepiece with cross wires. It is mounted on a moveable pillar complete with adjustment, locking screw and axis adjustment. </p> <ul> <li>Dimensions: 419mm x 310mm x 279mm</li> <li>Weight: 4.9kg</li> </ul> <p>Standard Accessories include: </p> <ul> <li>1 x prism clamp for prisms up to 40mm high</li> <li>1 x diffraction grating holder aperture 25mm x 25mm</li> <li>1 x small screwdriver</li> <li>1 x tommy bar for axis adjustment</li> <li>Supplied in a durable thermocole box and includes working instructions.</li> </ul> <p>Spectrometer Prims can be purchased separately (B8A46413). </p> <p> </p> | 269.39 | EA | FVRATE20 | 1
Physics | F4R05958 | 1k Potentiometer | <p>A convenient, box-mounted potentiometer for various electrical experiments, 4mm safety sockets are provided.</p> <ul> <li>Range : 0-1K&Omega;, 3W + 5% continuously variable.</li> </ul> | 14.09 | EA | FVRATE20 | 1
Physics | F4R05975 | Pendulum Clamp | <p>This sturdy pendulum clamp is constructed of an aluminium support bar with three screw clamps, attached to a die cast head clamp for use on support rods to hang weights and pendulums. Can attach to support rods up to 16mm in diameter. </p> <p>Three screw clamps can securely and individually be used to attach weights with strings. This pendulum clamp makes it easy to simultaneously demonstrate or test the properties of simple harmonic motion in physics labs or classrooms. </p> <ul> <li>Dimensions: 290mm x 30mm x 30mm</li> </ul> <p>Associated Products: </p> <ul> <li>Pendulum Bobs: B8R05990</li> <li>String: B8R06596</li> </ul> | 10.69 | EA | FVRATE20 | 1
Physics | F4R05978 | Faradays Law | <p>An assembly supports a coil so that it can be easily slide up and down a support tube and locked in position. When a small cylindrical magnet (supplied) is dropped down the tube, the resultant induced EMF can be monitored with an oscilloscope or data-logger. The amplitude varies with speed and this provides the basis for a student investigation into the relationship between distance fallen by the magnet and the output amplitude. At post-16, equations of motion can be used to determine the speed and if a PC storage oscilloscope is available, there is scope for investigation of output characteristics.</p> <ul> <li>Number of Turns: 100 turns</li> <li>Dimensions: (H)50mm x (D)60mm x (L)380mm</li> </ul> | 30.09 | EA | FVRATE20 | 1
Physics | F4R05981 | Doppler Ball | <p>Did your students ever wonder why a train gets louder as it approaches? Why not show them the physical phenomenon known as the doppler effect with this battery driven device.</p> <p>Load the batteries, swing it in a full circular motion and your students will experience the doppler effect first hand!</p> | 16.65 | EA | FVRATE20 | 1
Physics | F4R05984 | Ball Bearings 25mm | <p>High quality steel ball bearings. </p> <ul> <li>Diameter: 25 mm.</li> <li>Supplied in a pack of 5.</li> </ul> | 10.45 | P 5 | FVRATE20 | 1
Physics | F4R05985 | Ball Bearings 13mm | <p>High quality steel ball bearings. </p> <ul> <li>Diameter: 13 mm.</li> <li>Supplied in a pack of 10.</li> </ul> | 5.59 | P10 | FVRATE20 | 1
Physics | F4R05986 | Ball Bearings 3mm | <p>High quality steel ball bearings. </p> <ul> <li>Diameter: 3mm.</li> <li>Supplied in a pack of 50.</li> </ul> | 4.75 | P50 | FVRATE20 | 1
Physics | F4R05990 | Pendulum Bobs Pack | <p>Comprising one solid sphere each of diameter 13mm, 19mm, and 25mm in the following materials:</p> <ul> <li>Brass,</li> <li>Copper,</li> <li>Iron,</li> <li>Lead,</li> <li>Aluminium</li> </ul> <p>Each sphere has a small ring for suspension using string or wire.</p> | 19.95 | P15 | FVRATE20 | 1
Physics | F4R06034 | Axial And Lateral Search Coil | <p>These Search Coils consist of 5000 turns of very fine copper wire on a bobbin fixed at one end of fibreglass board (electrically insulated and non magnetic) and on the other end two 4 mm socket terminals are fitted. They can be used to determine field strengths or flux density inside the air gap of magnets or solenoids. An a.c. or d.c. signal can be applied to the search coils to study the effect of interacting magnetic fields.</p> <ul> <li>The Axial Coil has the coil mounted with its axis parallel to the axis of the PCB board.</li> <li>The Lateral Coil has the coil mounted with its axis at 90 degrees to the axis of the PCB board.</li> </ul> <p>Signal Generator also required for use (PP00051869 or similar).</p> <p>The coils are available to order separately:</p> <ul> <li>Lateral Search Coil - R07038</li> <li>Axial Search Coil - R07037</li> </ul> | 24.25 | EA | FVRATE20 | 1
Physics | F4R06035 | Worcester Circuit Board | <p>Our premium Worcester Circuit board allows students to construct and explore simple circuits, series circuits, parallel circuits, and Ohm&rsquo;s Law</p> <p>The materials included in Worcester Circuit Board Kit enable a variety of circuits to be constructed quickly</p> <p>Students will explore concepts of electric circuits with the materials supplied. The kit consists of a baseboard with terminal connections, a set of high-quality plastic connectors with metal inserts, a potentiometer, lamp holders, bulbs, and accessories.</p> <p>They will use a multimeter (not included - B8R06226) to measure voltage, current, and resistance through simple, series, and parallel circuits, as well as compare these values through a light bulb and a resistor.</p> <p>Includes full experiment manual.</p> <p>Supplied with all accessories (does not include cells - B8R05412).</p> <p>This kit contains:</p> <ul> <li>1 x Electric circuit board: (L)330mm x (W)330mm x (H)25mm.</li> <li>9 x Bulb holders</li> <li>1 x Bag of 16 bulbs</li> <li>2 x Push-button switches</li> <li>1 x Variable resistor (potentiometer)</li> <li>12 x Connecting bars</li> <li>1 x Resistor</li> <li>1 x Coil of wire, 19 gauge copper</li> <li>1 x Coil of white wire, 24 gauge copper</li> <li>1 x Coil of steel wire, 28 gauge</li> <li>2 x Red connecting wires</li> <li>2 x Black connecting wires</li> <li>2 x Alligator clips</li> <li>1 x Container of graphite rods</li> <li>1 x Bag of steel wool</li> <li>1 x Set of instructions</li> </ul> | 88.95 | EA | FVRATE20 | 1
Physics | F4R06037 | Ticker Timer | <p>This extremely popular unit has revolutionised experiments because of the quality of the traces it makes, and the reliability of the mechanism ensures that ticker-tape experiments are no longer hit and miss.</p> <p>There is no double-dotting or smearing, even at high speeds. No pen or carbon discs are required. Friction between tape and ticker-timer is kept to a minimum.</p> <p>Excellent results can be expected.</p> <p>The unit comes with a boss-head so that it can be easily clamped in a rod.</p> <p>Requires 2 - 4V AC from a low-voltage power supply (not included).</p> <p>The unit is protected by a 2A internal fuse.&nbsp; A Power Supply with a voltage limiting lock is preferred (PP00057619)</p> <p>The Timer uses self-marking paper tape which is included.</p> <ul> <li>Replacement Tape can be supplied separately: B8R07098</li> </ul> | 72.35 | EA | FVRATE20 | 1
Physics | F4R06039 | Spectrum Tube Holder | <p>Philip Harris Spectrum Tube Holder&nbsp;</p> <p>This economical special spectrum tube holder allows an external power source to be used for 26cm long spectrum tubes.</p> <p>Fitted with 4mm safety sockets on black panel. This holder is fitted with bosshead which allows its clamping on any laboratory stand.</p> <ul> <li>Spectrum Tubes, Power Supply &amp; Stand are not included.</li> </ul> <p>Requires the following equipment to operate:</p> <ul> <li>E.H.T. Power Supply - B8R02653</li> <li>E.H.T. Safety Experiment Leads - B8R07149</li> <li>Retort Stand Base - B8A82004</li> <li>Retort Stand Rod - B8A82053</li> </ul> <p>Available Spectrum Tubes include:</p> <ul> <li>Argon - B8R06989</li> <li>Helium - B8R06986</li> <li>Hydrogen - B8A46539</li> <li>Krypton - B8R06991</li> <li>Oxygen - B8A46553</li> <li>Mercury Vapour - B8R06990</li> <li>Neon - B8A46565</li> <li>Nitrogen - B8A46541</li> <li>Xenon - B8R06992</li> </ul> <p>There is also a bundle of 4 tubes available - B8R06832 - including Hydrogen, Nitrogen, Oxygen, Neon</p> <ul> <li>Diffraction Spectroscope available separately: B8A81802</li> </ul> | 55.85 | EA | FVRATE20 | 1
Primary Science | F4R06042 | Primary Electrics Kit | <p>Contains electrical components in a handy plastic storage box allowing students to construct circuits, identify the various components and engage in investigating different component functions. This kit includes many exciting components such as buzzers, motors, LED's and batteries. There are 14 suggested experiments helping pupils to understand what electricity is and where it comes from.</p> <p>Applicable to Year 4 &amp; 6 of Key stage 2: Electricity .</p> <p>Pack includes:</p> <ul> <li>2 x Reels of Black Wire</li> <li>2 x Reels of Red Wire</li> <li>1 x Wire Stripper</li> <li>10 x MES 1.5V Bulbs</li> <li>10 x MES 3.5V Bulbs</li> <li>10 x MES 2.2V Flashing Bulbs</li> <li>5 x Double Battery Holders (C size)</li> <li>10 x Single Battery Holders (C size)</li> <li>10 x Battery Snap Connectors</li> <li>10 x Batteries 1.5V (C size)</li> <li>1 x Multicolour Connecting Wire (PK10)</li> <li>10 x Bulb Holders</li> <li>1 x Ball of String</li> <li>5 x Push Switch Red Stop</li> <li>5 x Push Switch Black Stop</li> <li>1 x Reed Switch with Magnet</li> <li>1 x Bell Switch</li> <li>6 x Buzzers</li> <li>3 x Electric Motors 3 - 6V</li> <li>5 x Motor Pulleys</li> <li>6 x Screw Drivers</li> <li>1 x Insulating Tape</li> <li>3 x Blocks of Wood (100 x 150 x 8 mm)</li> <li>5 x LED Red 8mm</li> <li>5 x LED Green 8mm</li> <li>5 x LED Yellow 8mm</li> <li>1 x Connectors Gang</li> <li>2 x Micro Switch Lever Type</li> <li>2 x Micro Switch Roller Type</li> <li>1 x Knife Switch Double</li> <li>1 x Variable Resistor Switch 500 Ohm</li> <li>1 x Balloons (Pack of 10)</li> <li>1 x Mixed Pack of split pins, thumb tacks, paper clips</li> <li>3 x Cardboard Tube</li> <li>2 x Torch</li> <li>1 x 10gm of Elastic Bands</li> <li>15 x Lollipop Sticks</li> </ul> | 194.99 | PK | FVRATE20 | 1
Physics | F4R06045 | Monkey And Hunter Launcher | <p>This Monkey and Hunter apparatus demonstrates the equation of motion and projectile theory. The apparatus allows for an interactive study of the problem by students. A spring powered rifle fires ping pong ball bullets at a model monkey supported from a small electromagnet. The electromagnet is switched off at the instant the projectile leaves the gun. No matter what the distance is between gun and monkey, the ball will always hit its target giving a dramatic demonstration of the fact that any projectile falls at the same rate regardless of its horizontal velocity.</p> <p>It is recommended that the solenoid, which is rated at 6V maximum, is powered by a Smoothed D.C. Variable Power Supply or a 4.5V Battery. The Retro Regulated PSU is suitable for this.</p> <p>Associated Products:</p> <ul> <li>G-Clamp - to secure the gun unit to the bench - B8R06357</li> <li>Retro Regulated PSU - B8R04367</li> <li>Retort Stand Bundle - B8R06571</li> </ul> | 89.95 | EA | FVRATE20 | 1
Lab Equipment | F4R06073 | Stainless Steel 304 Wire | <p>Four different types of stainless steel wire coils. </p> <ul> <li>15m coil of 0.45mm 26SWG 36g reel</li> <li>10m coil of 0.56mm 24SWG 22g reel</li> <li>10m coil of 0.71mm 22SWG 30g reel</li> <li>5m coil of 0.90mm 20SWG 39g reel</li> </ul> | 15.19 | PK | FVRATE20 | 1
Lab Equipment | F4R06092 | Precision Screwdriver Set | <p>A 6 piece set of Precision Screwdrivers ideal for reaching recessed screws in confined spaces. </p> <p>Handles are moulded plastic with colour coded heads. </p> <p>Chrome vanadium steel shafts -lengths 75-150mm. </p> <p> </p> <p>3 flat blades and 3 cross point long shaft screwdrivers: </p> <ul> <li>Flat blade sizes: 2.4 x 75mm, 3.0 x 100mm, 3.8 x 150mm.</li> <li>Crosspoint sizes: No.0 x 75mm, No.1 x 100mm, No.2 x 150mm.</li> </ul> <p> </p> | 7.35 | ST | FVRATE20 | 1
Lab Equipment | F4R06099 | Precision Screwdriver Kit | <p>A set of six precision crosshead and flathead screwdrivers in a hinged plastic case with a transparent cover. Specially hardened nickel-chrome molybdenum steel blades, chromed brass body.</p> <ul> <li>Slotted tip sizes: 1.0, 1.2, 1.8 and 2.4mm.</li> <li>Crosshead tip sizes: 0 and 1.</li> </ul> | 4.25 | EA | FVRATE20 | 1
Hygiene | F4R06106 | Tork Wiping Paper Plus Blue | <p>Spills are common in fast-paced kitchens and industrial spaces, and cleaning can be time-consuming. Use our tough and absorbent Tork Wiping Paper Plus to swiftly mop up liquids and wipe hands. The high-capacity centrefeed dispenser has an unrestricted flow, so staff can take as much industrial paper roll as they need. When it comes to stock monitoring, the Tork Run Out Indicator allows staff to plan roll changes in advance, avoiding workflow interruptions.&nbsp;&nbsp;</p> <ul> <li>6 rolls, 450 sheets each, 2ply.&nbsp;</li> <li>Roll size: L 157.5m. W 19.4cm.&nbsp;</li> <li>Sheet length: 35cm.&nbsp;</li> <li>Compatible with Tork M2 dispensers.&nbsp;</li> </ul> <p>Did you know you can loan this dispenser? Findel offer a Dispenser Loan Scheme to schools and businesses at no extra cost including free measure up and installation. To find out more information, email martyn.craig@essity.com.Terms and Conditions apply.</p> | 43.99 | PK | FVRATE20 | 1
Physics | F4R06222 | Slit Slides - Single | <p>For the measurement of the wavelength of light by the observation of 'fringes' produced by the interference between the 2 beams of light, from a common source, passing through the single slits.</p> <ul> <li>Dimensions: 50mm x 50mm: mounted</li> <li>Slit Width: approximately 0.17mm</li> </ul> | 13.1 | EA | FVRATE20 | 1
Physics | F4R06223 | Slit Slides - Double | <p>For the measurement of the wavelength of light by the observation of 'fringes' produced by the interference between the 2 beams of light, from a common source, passing through the 2 slits. Slits are 0.0625mm wide and separations between slit centres of 0.25mm. </p> <ul> <li>Dimensions: 50mm x 50mm: mounted</li> </ul> | 13.05 | EA | FVRATE20 | 1
Physics | F4R06226 | Multimeter | <p>Compact 3&frac12; digit LCD digital manual range multimeter, ideal for educational use.</p> <p>It has 20 ranges including:</p> <ul> <li>Transistor test,</li> <li>10A current test,</li> <li>Audible continuity test,</li> <li>Diode test, Square wave 50Hz frequency test.</li> </ul> <p>Overload protection on all ranges except 10A DC current range. Low battery indication. Robust ABS housing, with protective yellow rubberised holster.</p> <p>This is a low cost multi-function instrument which offers excellent value for educational use.</p> <ul> <li>Supplied complete with safety test leads, battery and instructions.</li> <li>Designed in accordance with IEC1010 600V Cat II.</li> </ul> | 9.85 | EA | FVRATE20 | 1
Physics | F4R06342 | Ray Optics Box | <p>A ventilated Ray Optics box which is open fronted with extended sides finned externally for heat dissipation and vertical internal grooves to accommodate a slit plate and cylindrical lens.</p> <p>The ray box includes:</p> <ul> <li>1 x 12V, 21W lamp with one meter of twin flex ending in 4mm connectors,</li> <li>A slit plate with single and triple slit, whitened on one side, black matt on the other.</li> <li>Collimating Lens</li> </ul> <p>The ray box operates on a 12V power supply (B8G85458) which is not included.</p> <ul> <li>45mm width: not suitable for use with 50mm filters.</li> </ul> <p>Replacement bulb is available to purchase separately (B8A56820).</p> | 14.45 | EA | FVRATE20 | 1
Physics | F4R06343 | Battery Operated Ray Optics Box | <p>A battery operated LED Ray Box comprising of a die cast enclosure which delivers white light but runs much cooler than conventional incandescent lamp models. It uses the latest cool ultra bright LED technology giving superior white light.</p> <ul> <li>Supplied complete with slit plate and its own battery power source using 2 x AA size batteries (not included).</li> <li>Replacement LED is available: B8R09520</li> </ul> | 23.35 | EA | FVRATE20 | 1
Physics | F4R06364 | Air Track Accessories | <p>This accessory set includes almost everything required to be used with Air Track (B8H25339). This set consists of the following parts, including the magnets useful for precision collision &amp; non-collision study; these give better results than hook and loop attachment and spring set.</p> <ul> <li>Bolt &amp; Wing Nuts x 10</li> <li>Spring Attachments x 4</li> <li>Springs x 4</li> <li>Hook &amp; Loop Attachment Pairs x 2 Pair</li> <li>Pulley x 1</li> <li>String x 2</li> <li>Slotted Mass &amp; Hanger: Weights 5 g - 4 pcs. &amp; Hanger 5 g x 1</li> <li>Photogate Flags x 8</li> <li>Photogate Arms x 2</li> <li>Launching Cradle x 1</li> <li>Assorted Masses x 8</li> <li>Risers x 8</li> <li>Rubber Bands x 2</li> <li>Hook for Spring x 1</li> <li>Pins x 4</li> </ul> | 102.05 | PK | FVRATE20 | 1
Physics | F4R06431 | Ticker Tape Timer With Holder And Tape | <p>For the measurement of velocity and acceleration, using timing marks made on a moving self-marking paper tape by a vibrating 'striker'. Designed to operate on a 12V AC supply (not included) and uses the mains frequency as its timing standard. The unit is housed on a metal base 300 x 160 mm. The base also carries a tape guide which incorporates a self-marking paper tape. Pair of 4mm sockets is provided on the side of the case for connection to the electrical supply. Supplied with a roll of 50m of self-marking paper tape, 15 mm wide.</p> <ul> <li>Spare Ticker Tape is available: B8R07098</li> <li>Power Supply not included (see PP00057619 or PP00057620)</li> </ul> | 64.19 | EA | FVRATE20 | 1
Physics | F4R06433 | Air Track | <p>This Linear Air Track kit is designed to provide a cost-effective system for the study of all aspects of Dynamics in a virtually friction-free environment. It is particularly effective in the field of collisions where conservation of momentum is dramatically demonstrated.</p> <p>The kit contains everything required for a vast array of experiments covering:</p> <ul> <li>Velocity,</li> <li>Motion and acceleration,</li> <li>Potential energy,</li> <li>Kinetic energy,</li> <li>Conservation of energy,</li> <li>Simple harmonic motion (SHM),</li> <li>Motion on level and inclined planes.</li> </ul> <p>Gliders are designed to accept standard slotted masses for additional load.</p> <p>The Air Track is supplied with a comprehensive accessory pack to facilitate every type of interaction.</p> <p>The accessories include Gliders / Vehicles with mass attachment, catapults and buffers.</p> <p>For the measurement of glider speed, Light Gates and Timers are required (PP00058200 &amp; PP00058195 or similar).</p> <p>Air Blower (coming soon) is required, but not included.</p> <ul> <li>Linear Air Track with accessories, 2m length.</li> </ul> | 362.95 | EA | FVRATE20 | 1
Physics | F4R06485 | Ballistic Pendulum | <p>The ballistic pendulum allows study of the laws of conservation of energy and conservation of momentum in a perfectly inelastic collision.</p> <p>This device is particularly sturdy because it is firmly fixed to its base and equipped with a state-of-the-art launcher.</p> <p>The launching system is removable and suitable for verifying the initial speed of a projectile according to the laws of parabolic motion.</p> <p>Dimensions:</p> <ul> <li>Height: 300mm.</li> <li>Base: 450mm x 170mm.</li> </ul> <p>The Spring Constant of this apparatus is K = 0.22N/mm</p> | 226.95 | EA | FVRATE20 | 1
Lab Equipment | F4R06534 | 4mm Stackable Plug Lead 250mm - Red | <p>Test leads with 4mm (banana) plugs at each end. The plugs are stackable with a cage spring to provide secure connection, and incorporate a socket at the rear to accommodate an additional 4mm plug.</p> <p>Body and spring are nickel plated machined brass, insulated covers manufactured from ABS plastic.</p> <ul> <li>Maximum current: 15A</li> <li>Voltage: 30VAC - 60VDC.</li> <li>Colour: Red</li> <li>Lead Length: 250mm</li> <li>Cable: 0.75mm&sup2; (95/0.01mm) PVC insulated</li> <li>Plugs: Nickel plated brass body and spring</li> <li>Plug length: 44.5mm</li> <li>Pack of 5</li> </ul> | 6.29 | P 5 | FVRATE20 | 1
Lab Equipment | F4R06535 | 4mm Stackable Plug Lead 250mm - Black | <p>Test leads with 4mm (banana) plugs at each end. The plugs are stackable with a cage spring to provide secure connection, and incorporate a socket at the rear to accommodate an additional 4mm plug.</p> <p>Body and spring are nickel plated machined brass, insulated covers manufactured from ABS plastic.</p> <ul> <li>Maximum current: 15A</li> <li>Voltage: 30V AC - 60V DC.</li> <li>Colour: Black</li> <li>Lead Length: 250mm</li> <li>Cable: 0.75mm&sup2; (95/0.01mm) PVC insulated</li> <li>Plugs: Nickel plated brass body and spring</li> <li>Plug length: 44.5mm</li> <li>Pack of 5</li> </ul> | 6.29 | P 5 | FVRATE20 | 1
Lab Equipment | F4R06536 | 4mm Stackable Plug Lead 250mm - Green | <p>Test leads with 4mm (banana) plugs at each end. The plugs are stackable with a cage spring to provide secure connection, and incorporate a socket at the rear to accommodate an additional 4mm plug.</p> <p>Body and spring are nickel plated machined brass, insulated covers manufactured from ABS plastic.</p> <ul> <li>Maximum current: 15A</li> <li>Voltage: 30VAC - 60VDC.</li> <li>Colour: Green</li> <li>Length: 250mm</li> <li>Cable: 0.75mm&sup2; (95/0.01mm) PVC insulated</li> <li>Plugs: Nickel plated brass body and spring</li> <li>Plug length: 44.5mm</li> <li>Pack of 5</li> </ul> | 6.29 | P 5 | FVRATE20 | 1
Lab Equipment | F4R06537 | 4mm Stackable Plug Lead 250mm - Yellow | <p>Test leads with 4mm (banana) plugs at each end. The plugs are stackable with a cage spring to provide secure connection, and incorporate a socket at the rear to accommodate an additional 4mm plug.</p> <p>Body and spring are nickel plated machined brass, insulated covers manufactured from ABS plastic.</p> <ul> <li>Maximum current: 15A</li> <li>Voltage: 30VAC - 60VDC.</li> <li>Colour: Yellow</li> <li>Length: 250mm</li> <li>Cable: 0.75mm&sup2; (95/0.01mm) PVC insulated</li> <li>Plugs: Nickel plated brass body and spring</li> <li>Plug length: 44.5mm</li> <li>Pack of 5</li> </ul> | 6.29 | P 5 | FVRATE20 | 1
Lab Equipment | F4R06538 | 4mm Stackable Plug Lead 250mm - Blue | <p>Test leads with 4mm (banana) plugs at each end. The plugs are stackable with a cage spring to provide secure connection, and incorporate a socket at the rear to accommodate an additional 4mm plug.</p> <p>Body and spring are nickel plated machined brass, insulated covers manufactured from ABS plastic.</p> <ul> <li>Maximum current: 15A</li> <li>Voltage: 30V AC - 60V DC.</li> <li>Colour: Blue</li> <li>Lead Length: 250mm</li> <li>Cable: 0.75mm&sup2; (95/0.01mm) PVC insulated</li> <li>Plugs: Nickel plated brass body and spring</li> <li>Plug length: 44.5mm</li> <li>Pack of 5</li> </ul> | 6.29 | P 5 | FVRATE20 | 1
Lab Equipment | F4R06539 | 4mm Stackable Plug Lead 500mm - Red | <p>Test leads with 4mm (banana) plugs at each end. The plugs are stackable with a cage spring to provide secure connection, and incorporate a socket at the rear to accommodate an additional 4mm plug.</p> <p>Body and spring are nickel plated machined brass, insulated covers manufactured from ABS plastic.</p> <ul> <li>Maximum current: 15A</li> <li>Voltage: 30VAC - 60VDC.</li> <li>Colour: Red</li> <li>Lead Length: 500mm</li> <li>Cable: 0.75mm&sup2; (95/0.01mm) PVC insulated</li> <li>Plugs: Nickel plated brass body and spring</li> <li>Plug length: 44.5mm</li> <li>Pack of 5</li> </ul> | 6.39 | P 5 | FVRATE20 | 1
Lab Equipment | F4R06540 | 4mm Stackable Plug Lead 500mm - Black | <p>Test leads with 4mm (banana) plugs at each end. The plugs are stackable with a cage spring to provide secure connection, and incorporate a socket at the rear to accommodate an additional 4mm plug.</p> <p>Body and spring are nickel plated machined brass, insulated covers manufactured from ABS plastic.</p> <ul> <li>Maximum current: 15A</li> <li>Voltage: 30V AC - 60V DC.</li> <li>Colour: Black</li> <li>Lead Length: 500mm</li> <li>Cable: 0.75mm&sup2; (95/0.01mm) PVC insulated</li> <li>Plugs: Nickel plated brass body and spring</li> <li>Plug length: 44.5mm</li> <li>Pack of 5</li> </ul> | 6.39 | P 5 | FVRATE20 | 1
Lab Equipment | F4R06541 | 4mm Stackable Plug Lead 500mm - Green | <p>Test leads with 4mm (banana) plugs at each end. The plugs are stackable with a cage spring to provide secure connection, and incorporate a socket at the rear to accommodate an additional 4mm plug.</p> <p>Body and spring are nickel plated machined brass, insulated covers manufactured from ABS plastic.</p> <ul> <li>Maximum current: 15A</li> <li>Voltage: 30V AC - 60V DC.</li> <li>Colour: Green</li> <li>Lead Length: 500mm</li> <li>Cable: 0.75mm&sup2; (95/0.01mm) PVC insulated</li> <li>Plugs: Nickel plated brass body and spring</li> <li>Plug length: 44.5mm</li> <li>Pack of 5</li> </ul> | 6.39 | P 5 | FVRATE20 | 1
Lab Equipment | F4R06542 | 4mm Stackable Plug Lead 500mm - Yellow | <p>Test leads with 4mm (banana) plugs at each end. The plugs are stackable with a cage spring to provide secure connection, and incorporate a socket at the rear to accommodate an additional 4mm plug.</p> <p>Body and spring are nickel plated machined brass, insulated covers manufactured from ABS plastic.</p> <ul> <li>Maximum current: 15A</li> <li>Voltage: 30V AC - 60V DC.</li> <li>Colour: Yellow</li> <li>Lead Length: 500mm</li> <li>Cable: 0.75mm&sup2; (95/0.01mm) PVC insulated</li> <li>Plugs: Nickel plated brass body and spring</li> <li>Plug length: 44.5mm</li> <li>Pack of 5</li> </ul> | 6.39 | P 5 | FVRATE20 | 1
Lab Equipment | F4R06543 | 4mm Stackable Plug Lead 500mm - Blue | <p>Test leads with 4mm (banana) plugs at each end. The plugs are stackable with a cage spring to provide secure connection, and incorporate a socket at the rear to accommodate an additional 4mm plug.</p> <p>Body and spring are nickel plated machined brass, insulated covers manufactured from ABS plastic.</p> <ul> <li>Maximum current: 15A</li> <li>Voltage: 30V AC - 60V DC.</li> <li>Colour: Blue</li> <li>Lead Length: 500mm</li> <li>Cable: 0.75mm&sup2; (95/0.01mm) PVC insulated</li> <li>Plugs: Nickel plated brass body and spring</li> <li>Plug length: 44.5mm</li> <li>Pack of 5</li> </ul> | 6.39 | P 5 | FVRATE20 | 1
Lab Equipment | F4R06544 | 4mm Stackable Plug Lead 1000mm - Red | <p>Test leads with 4mm (banana) plugs at each end. The plugs are stackable with a cage spring to provide secure connection, and incorporate a socket at the rear to accommodate an additional 4mm plug.</p> <p>Body and spring are nickel plated machined brass, insulated covers manufactured from ABS plastic.</p> <ul> <li>Maximum current: 15A</li> <li>Voltage: 30V AC - 60V DC.</li> <li>Colour: Red</li> <li>Length: 1000mm</li> <li>Cable: 0.75mm&sup2; (95/0.01mm) PVC insulated</li> <li>Plugs: Nickel plated brass body and spring</li> <li>Plug length: 44.5mm</li> <li>Pack of 5</li> </ul> | 7.39 | P 5 | FVRATE20 | 1
Lab Equipment | F4R06545 | 4mm Stackable Plug Lead 1000mm - Black | <p>Test leads with 4mm (banana) plugs at each end. The plugs are stackable with a cage spring to provide secure connection, and incorporate a socket at the rear to accommodate an additional 4mm plug.</p> <p>Body and spring are nickel plated machined brass, insulated covers manufactured from ABS plastic.</p> <ul> <li>Maximum current: 15A</li> <li>Voltage: 30V AC - 60V DC.</li> <li>Colour: Black</li> <li>Lead Length: 1000mm</li> <li>Cable: 0.75mm&sup2; (95/0.01mm) PVC insulated</li> <li>Plugs: Nickel plated brass body and spring</li> <li>Plug length: 44.5mm</li> <li>Pack of 5</li> </ul> | 7.39 | P 5 | FVRATE20 | 1
Lab Equipment | F4R06546 | 4mm Stackable Plug Lead 1000mm - Green | <p>Test leads with 4mm (banana) plugs at each end. The plugs are stackable with a cage spring to provide secure connection, and incorporate a socket at the rear to accommodate an additional 4mm plug.</p> <p>Body and spring are nickel plated machined brass, insulated covers manufactured from ABS plastic.</p> <ul> <li>Maximum current: 15A</li> <li>Voltage: 30V AC - 60V DC.</li> <li>Colour: Green</li> <li>Lead Length: 1000mm</li> <li>Cable: 0.75mm&sup2; (95/0.01mm) PVC insulated</li> <li>Plugs: Nickel plated brass body and spring</li> <li>Plug length: 44.5mm</li> <li>Pack of 5</li> </ul> | 7.39 | P 5 | FVRATE20 | 1
Lab Equipment | F4R06547 | 4mm Stackable Plug Lead 1000mm - Yellow | <p>Test leads with 4mm (banana) plugs at each end. The plugs are stackable with a cage spring to provide secure connection, and incorporate a socket at the rear to accommodate an additional 4mm plug.</p> <p>Body and spring are nickel plated machined brass, insulated covers manufactured from ABS plastic.</p> <ul> <li>Maximum current: 15A</li> <li>Voltage: 30VAC - 60VDC.</li> <li>Colour: Yellow</li> <li>Lead Length: 1000mm</li> <li>Cable: 0.75mm&sup2; (95/0.01mm) PVC insulated</li> <li>Plugs: Nickel plated brass body and spring</li> <li>Plug length: 44.5mm</li> <li>Pack of 5</li> </ul> | 7.39 | P 5 | FVRATE20 | 1
Lab Equipment | F4R06548 | 4mm Stackable Plug Lead 1000mm - Blue | <p>Test leads with 4mm (banana) plugs at each end. The plugs are stackable with a cage spring to provide secure connection, and incorporate a socket at the rear to accommodate an additional 4mm plug.</p> <p>Body and spring are nickel plated machined brass, insulated covers manufactured from ABS plastic.</p> <ul> <li>Maximum current: 15A</li> <li>Voltage: 30V AC - 60V DC.</li> <li>Colour: Blue</li> <li>Lead Length: 1000mm</li> <li>Cable: 0.75mm&sup2; (95/0.01mm) PVC insulated</li> <li>Plugs: Nickel plated brass body and spring</li> <li>Plug length: 44.5mm</li> <li>Pack of 5</li> </ul> | 7.39 | P 5 | FVRATE20 | 1
Lab Equipment | F4R06551 | Resistor Kit | <p>Comprises of 4000 1/4W Carbon Film Resistors. 40 different values from the E6 Range. Packs 50. </p><p>Includes: 0R, 1R, 1R5, 2R2, 3R3, 4R7, 6R8, 10R, 15R, 22R, 33R, 47R, 68R, 100R, 150R, 220R, 330R, 470R, 680R, 1K, 1K5, 2K2, 3K3, 4K7, 6K8, 10K, 15K, 22K, 33K, 47K, 68K, 100K, 150K, 220K, 330K, 470K, 680K, 1M, 1M5, 10M. </p> | 27.89 | EA | FVRATE20 | 1
Lab Equipment | F4R06575 | Electricity Value Bundle | <p>Value for money electricity bundle.</p> <p>Test leads have 4mm banana plugs at each end. The plugs are stackable with a cage spring to provide secure connections, and incorporate a socket at the rear to accommodate an additional 4mm plug. Body and spring are nickel plated machined brass. Insulated covers manufactured from ABS plastic. Lead length 250mm.</p> <ul> <li>Maximum Current: 15A</li> <li>Voltage: 30VAC - 60VDC</li> </ul> <p>Crocodile clips have a strong spring and a clamping screw for wire.</p> <p>Bundle Contents:</p> <ul> <li>50 x 4mm stackable test leads - black</li> <li>50 x 4mm stackable test leads - red</li> <li>50 x Crocodile clips</li> </ul> | 82.35 | PK | FVRATE20 | 1
Modelling & Pottery | F4R06585 | Artstraws White Standard X1800 | <p>Artstraws are a versatile craft and modelling medium that can be used by children of all ages across many curriculum subjects from Art, Design & Technology, Maths or Science. </p> <ul> <li>Box of 1800 standard straws.</li> <li>White. </li> <li>Diameter 4mm.</li> <li>Comes complete with ideas and instruction leaflet.</li> </ul> | 23.39 | PK | FVRATE20 | 1
Modelling & Pottery | F4R06586 | Artstraws White Jumbo X 900 | <p>Artstraws are a versatile craft and modelling medium that can be used by children of all ages across many curriculum subjects from Art, Design &amp; Technology, Maths or Science.</p> <ul> <li>Box of 900 jumbo straws.</li> <li>Straw length between 15.5" and 16"</li> <li>White.</li> <li>Diameter 6mm.</li> <li>Comes complete with ideas and instruction leaflet.</li> </ul> | 21.39 | PK | FVRATE20 | 1
Modelling & Pottery | F4R06587 | Artstraws Colour Standardx1800 | <p>Artstraws are a versatile craft and modelling medium that can be used by children of all ages across many curriculum subjects from Art, Design & Technology, Maths or Science. </p> <ul> <li>Box of 1800 standard straws.</li> <li>Assortment of red, green, yellow, and blue straws.</li> <li>Diameter 4mm.</li> <li>Comes complete with ideas and instruction leaflet.</li> </ul> | 24.59 | PK | FVRATE20 | 1
Modelling & Pottery | F4R06588 | Artstraws Colour Jumbo X 900 | <p>Artstraws are a versatile craft and modelling medium that can be used by children of all ages across many curriculum subjects from Art, Design & Technology, Maths or Science. </p> <ul> <li>Box of 900 jumbo straws.</li> <li>Assortment of red, green, yellow, and blue straws..</li> <li>Diameter 6mm.</li> <li>Comes complete with ideas and instruction leaflet.</li> </ul> | 24.09 | PK | FVRATE20 | 1
Cleaning | F4R06592 | Classmates Dishwasher Tablets Tub 100 | <p>Ensure your educational facility's kitchen is always prepared with Classmates Dishwasher Tablets, crafted to provide exceptional cleaning results with each cycle. Enjoy the invigorating fresh lemon fragrance that each wash leaves behind, ensuring dishes are not only spotless but also refreshing.</p> <p>These tablets are designed for utmost convenience; with their pre-measured format, they take the guesswork out of dishwashing. Simply place a tablet in your dishwasher and allow the improved formula to effectively handle anything from routine washes to more challenging grime, ensuring sparkling results every time. This makes them an essential in any professional or domestic kitchen setting.</p> <p>Contained in a sizeable tub of 100, these dishwasher tablets ensure an ample supply that facilitates uninterrupted kitchen operations, pivotal for educational institutions where efficiency is key. The environmentally conscious will appreciate the fully recyclable tub, aligning with sustainability goals often prioritised in educational settings. Simplify your dishwashing process with the dependable Classmates Dishwasher Tablets.</p> <ul> <li>Effective cleaning with a refreshing lemon scent</li> <li>Pre-measured tablets for effortless use</li> <li>Ideal for both domestic and professional dishwashers</li> <li>Generous tub of 100 tablets ensures ongoing supply</li> <li>Eco-friendly with a fully recyclable container</li> </ul> | 16.79 | TUB | FVRATE20 | 1
School Office & Post Room | F4R06596 | Cotton String | <p>Twine for everyday use and within the mailroom.</p> <ul> <li>Cotton String</li> <li>100g</li> <li>Unpolished</li> </ul> | 4.99 | EA | FVRATE20 | 1
Lab Equipment | F4R06685 | Stanley 088 Lightweight Knife | <p>This Stanley® Retractable Knife has a durable plastic construction that is both lightweight and durable. The blade retracts into the handle for safety and can be changed easily, with no tools required, when necessary. The fine adjustment allows 5 different blade positions for precision cutting. </p> <ul> <li>Antishock resistant ABS body both lightweight and extremely strong</li> <li>Fine adjustment allows 5 blade positions</li> <li>No tools required to change the blade for quicker blade change</li> <li>Blade Length: 150mm</li> </ul> <p><strong>Safety Warning: </strong>Stanley® Knives have sharp edges, when in use, children/students must be supervised accordingly. </p> <p>Age restricted item, please contact our Customer Service Team to complete your purchase. </p> | 4.55 | EA | FVRATE20 | 1
Lab Equipment | F4R06686 | Stanley 18mm Snap-off Knife | <p>Stanley® 18mm Snap-Off Knife is suitable for many uses, this knife has a steel blade for precise, clean cutting, The blade is 18mm and handle is made from durable ABS plastic casing for extra comfort. </p> <ul> <li>Interlock 18mm snap-off blade knife with 8 segments.</li> <li>Die-cast metal body with smooth finish.</li> <li>Captive blade carrier for easier change of blade.</li> <li>Patented wedge lock action holds blade securely in position.</li> <li>Simple finger screw mechanism operates locking action.</li> </ul> <p>Dimensions: 8 x 1.6 x 19 cm </p> <p> </p> <p><strong>Safety Warning: </strong>Stanley Knives have sharp edges, when in use, children/students must be supervised accordingly. </p> <p><strong>Age restricted item</strong>: please contact our Customer Service Team to complete your purchase. </p> | 4.05 | EA | FVRATE20 | 1
Lab Equipment | F4R06691 | Fuse Wire 5A 15A 30A | <p>Tinned copper fuse wire on a card</p> <ul> <li>Three different amperage fuse wire. 5A, 15A, 30A.</li> <li>Voltage: 230V</li> </ul> | 1.25 | EA | FVRATE20 | 1
Cleaning | F4R06716 | Sunlight Lemon Washing Up Liquid 2x5l | <p>18% active lemon washing-up liquid provides excellent cleaning performance. Formulated with biodegradable materials. </p> <ul> <li>Case of 2 x 5 litres</li> </ul> | 31.49 | PK | FVRATE20 | 1
Lab Equipment | F4R06754 | Bnc Plug To Stackable 4mm Plugs | <p>BNC test lead with BNC plug connector type A - 2 x 4mm banana plug connectors.</p> <ul> <li>Lead length: 1390mm</li> </ul> | 8.45 | EA | FVRATE20 | 1
Lab Equipment | F4R06762 | 4mm Stackable Plug Lead 250mm - Black | <p>Test leads with 4mm (banana) plugs at each end. The plugs are stackable with a cage spring to provide secure connection, and incorporate a socket at the rear to accommodate an additional 4mm plug.</p> <p>Body and spring are nickel plated machined brass, insulated covers manufactured from ABS plastic.</p> <ul> <li>Maximum current: 15A</li> <li>Voltage: 30VAC - 60VDC.</li> <li>Colour: Black</li> <li>Lead Length: 250mm</li> <li>Cable: 0.75mm&sup2; (95/0.01mm) PVC insulated</li> <li>Plugs: Nickel plated brass body and spring</li> <li>Plug length: 44.5mm</li> <li>Pack of 50</li> </ul> | 39.85 | P50 | FVRATE20 | 1
Lab Equipment | F4R06763 | 4mm Stackable Plug Lead 250mm - Red | <p>Test leads with 4mm (banana) plugs at each end. The plugs are stackable with a cage spring to provide secure connection, and incorporate a socket at the rear to accommodate an additional 4mm plug.</p> <p>Body and spring are nickel plated machined brass, insulated covers manufactured from ABS plastic.</p> <ul> <li>Maximum current: 15A</li> <li>Voltage: 30VAC - 60VDC.</li> <li>Colour: Red</li> <li>Lead Length: 250mm</li> <li>Cable: 0.75mm&sup2; (95/0.01mm) PVC insulated</li> <li>Plugs: Nickel plated brass body and spring</li> <li>Plug length: 44.5mm</li> <li>Pack of 50</li> </ul> | 39.99 | P50 | FVRATE20 | 1
Lab Equipment | F4R06789 | Bbc Microbit Jst Box | <p>This 2 x AAA Battery holder with JST connector is compatible with the BBC micro:bit. Supplied with 145mm colour coded power leads and a JST connector at the end, this battery holder is light and features an M3 mounting hole in the centre so it can be attached to the back of BBC micro:bit cases. </p> <p>The JST connector easily plugs into the BBC micro:bit to provide a portable power supply. Ideal in any project kit with a JST connector power supply interface. Requires 2 x AAA Batteries. </p> <p>Dimensions: </p> <ul> <li>Length: 53mm</li> <li>Width: 25mm</li> <li>Height: 13mm</li> </ul> <p>Features: </p> <ul> <li>JST connector for easy power supply connections</li> <li>Holds 2 x AAA batteries</li> <li>Clips hold AAA batteries securely in place</li> </ul> <p> </p> | 0.89 | EA | FVRATE20 | 1
Physics | F4R06793 | Metal Block Calorimeter Brass Dia 44mm | <p>This Brass Block Calorimeter can be used for the experimental determination of the specific heat capacity of brass.</p> <p>The block is drilled with two holes: a large central hole, 12.5mm diameter for an immersion heater (B8A42584), and a smaller hole, 7.5mm diameter to suit a thermometer or temperature sensor.</p> <ul> <li>Specific Heat: 368J/kg/K</li> <li>Diameter: 44mm</li> <li>Heat Capacity: 86</li> <li>Mass: 1kg</li> <li>Accuracy: &plusmn;2%</li> <li>Thermometer Hole Dimensions: 7.5mm diameter, 72mm depth</li> <li>Immersion Heater Hole Dimensions: 12.5mm diameter, 75mm depth</li> </ul> <p>Block Calorimeters are available in other materials:</p> <ul> <li>Copper - B8H25456</li> <li>Aluminium - B8H25432</li> <li>Mild Steel - B8H25444</li> <li>Calorimeter Bundle (1 each of Copper, mild Steel, Brass, Aluminium) - B8R06830</li> </ul> <p>Associated Products:</p> <ul> <li>Calorimeter Jackets - B8R07700</li> <li>Immersion Heater - B8A42584</li> <li>Thermometers - B8R01905</li> </ul> | 25.95 | EA | FVRATE20 | 1
Physics | F4R06794 | Lense Bundle | <p>Spherical, optically worked glass lenses, with ground edges, highly polished.</p> <p>Includes:</p> <p>4 x bi-convex lens and 4 x bi-concave lens, consisting of 1 each of the following focal lengths:</p> <ul> <li>100mm</li> <li>150mm</li> <li>250mm</li> <li>300mm</li> </ul> <p>Lens Diameter: 50mm</p> | 10.99 | P 8 | FVRATE20 | 1
Physics | F4R06795 | Optics Pins | <p>Nickel plated iron, heavy gauge. </p> <ul> <li>Pack of 100</li> <li>Length 75 mm</li> </ul> | 3.85 | PHA | FVRATE20 | 1
Physics | F4R06830 | Calorimeter Bundle | <p>This can be used for the experimental determination of the specific heat capacity of various metals. Cylindrical blocks, all of mass 1kg adjusted to an accuracy of +2%.</p> <p>Includes four block calorimeters:</p> <ul> <li>1 x Copper</li> <li>1 x Mild Steel</li> <li>1 x Aluminium</li> <li>1 x Brass</li> </ul> <p>Each block is drilled with two holes: a large central hole, 12.5mm diameter (75mm deep) for an Immersion Heater (B8A42584), and a smaller hole, 7.5mm diameter (72mm deep) to suit a thermometer or temperature sensor.</p> <p>Each Calorimeter is also available to purchase separately.</p> <p>Associated Products:</p> <ul> <li>Calorimeter Jackets - B8R07701: 50mm, B8R07701: 75mm</li> <li>Immersion Heater - B8A42584</li> <li>Thermometers - B8R01905</li> </ul> | 76.15 | PK | FVRATE20 | 1
Physics | F4R06832 | Spectrum Tube Bundle | <p>Philip Harris Spectrum Tube Bundle</p> <p>Includes four Spectrum tubes:</p> <ul> <li>1 x Hydrogen</li> <li>1 x Neon</li> <li>1 x Nitrogen</li> <li>1 x Oxygen</li> </ul> <p>Gas-filled discharge tubes for studying typical spectra of the different gases and for use in calibrating spectrometers. The glass body is provided with metal end caps and is constricted along the middle portion to concentrate the discharge glow.</p> <ul> <li>Tube Length: 260mm</li> <li>Maximum Recommended Running Current:&nbsp;3mA</li> <li>Recommended Run Cycle: 30 seconds on, 30 seconds off</li> </ul> <p>Strike Voltages:</p> <ul> <li>Hydrogen - 2500V - 3500V</li> <li>Neon - 2000V - 3200V</li> <li>Nitrogen - 3000V - 4200V</li> <li>Oxygen - 3000V - 4200V</li> </ul> <p>Requires the following equipment to operate:</p> <ul> <li>Spectrum Tube Holder with Power Supply - B8R08098</li> </ul> <p><strong>Or:</strong></p> <ul> <li>Spectrum Tube Holder - B8R06039</li> <li>E.H.T. Power Supply - B8R02653</li> <li>E.H.T. Safety Experiment Leads - B8R07149</li> </ul> <p>Individual Spectrum Tubes are also available to purchase separately:</p> <ul> <li>Argon - B8R06989</li> <li>Helium - B8R06986</li> <li>Hydrogen (included) - B8A46539</li> <li>Krypton - B8R06991</li> <li>Mercury Vapour - B8R06990</li> <li>Neon (included) - B8A46565</li> <li>Nitrogen (included) - B8A46541</li> <li>Oxygen (included) - B8A46553</li> <li>Xenon - B8R06992</li> </ul> <p>Diffraction Spectroscope available separately: B8A81802</p> | 77.15 | PK | FVRATE20 | 1
Physics | F4R06909 | Hydraulic Press | <p>The Hydraulic Press demonstrates the transmissibility of fluid pressure and shows how mechanical advantage may be obtained using interconnected cylinders of different diameters.</p> <p>Based upon graduated glass syringes having capacities of 10 ml and 50 ml and a cross-sectional area of 3 to 1, pistons are provided with loading platform 90mm in diameter.</p> <p>Graduated syringe barrels also permit simple Boyle's law experiments to be carried out.</p> | 119.49 | EA | FVRATE20 | 1
Design & Technology | F4R06924 | Sandpaper 225x275mm Pk15 | <p>Pack of sandpaper of 4 assorted grades: coarse, medium, fine and extra-fine.</p> <p>Sheet size: 225 x 275mm. Sold in packs of 15 sheets.</p> | 4.99 | P15 | FVRATE20 | 1
Physics | F4R06929 | Demonstration Relay | <p>The Relay Demonstration Unit allows the investigation and study of how a relay functions, in a clear and practical manner. A useful property of this unit is that the circuit powering the coil is easily seen to be completely separate from the circuit switched on by the relay. This is one of the reasons relays are used where a safe low voltage circuit can be used to control a high voltage circuit. </p> <ul> <li>Coil Input: 4-6V DC</li> <li>Bulb Input: Max. 6V AC / DC.</li> </ul> | 29.89 | EA | FVRATE20 | 1
Physics | F4R06986 | Helium Spectrum Tube | <p>Philip Harris Spectrum Tube - Helium</p> <p>Helium gas-filled discharge tube for studying typical spectra of the different gases and for use in calibrating spectrometers. The glass body is provided with metal end caps and is constricted along the middle portion to concentrate the discharge glow.</p> <ul> <li>Tube Length: 260mm</li> <li>Strike Voltage: 2000V - 4000V</li> <li>Maximum Recommended Running Current: 3mA</li> <li>Recommended Run Cycle: 30 seconds on, 30 seconds off</li> </ul> <p>Requires the following equipment to operate:</p> <ul> <li>Spectrum Tube Holder with Power Supply - B8R08098</li> </ul> <p><strong>Or:</strong></p> <ul> <li>Spectrum Tube Holder - B8R06039</li> <li>E.H.T. Power Supply - B8R02653</li> <li>E.H.T. Safety Experiment Leads - B8R07149</li> </ul> <p>Alternative individual tubes are available to purchase separately:</p> <ul> <li>Argon - B8R06989</li> <li>Hydrogen - B8A46539</li> <li>Krypton - B8R06991</li> <li>Mercury Vapour - B8R06990</li> <li>Neon - B8A46565</li> <li>Nitrogen - B8A46541</li> <li>Oxygen - B8A46553</li> <li>Xenon - B8R06992</li> </ul> <p>There is also a bundle of 4 tubes available - B8R06832 - Hydrogen, Nitrogen, Oxygen, Neon</p> <ul> <li>Diffraction Spectroscope available separately: B8A81802</li> </ul> | 17.15 | EA | FVRATE20 | 1
Physics | F4R06989 | Argon Spectrum Tube | <p>Spectrum Tube - Argon</p> <p>Argon gas-filled discharge tube for studying typical spectra of the different gases and for use in calibrating spectrometers. The glass body is provided with metal end caps and is constricted along the middle portion to concentrate the discharge glow.</p> <ul> <li>Tube Length: 260mm</li> <li>Strike Voltage: 2000V - 4000V</li> <li>Maximum Recommended Running Current: 3mA</li> <li>Recommended Run Cycle: 30 seconds on, 30 seconds off</li> </ul> <p>Requires the following equipment to operate:</p> <ul> <li>Spectrum Tube Holder with Power Supply - B8R08098</li> </ul> <p><strong>Or:</strong></p> <ul> <li>Spectrum Tube Holder - B8R06039</li> <li>E.H.T. Power Supply - B8R02653</li> <li>E.H.T. Safety Experiment Leads - B8R07149</li> </ul> <p>Alternative individual tubes are available to purchase separately:</p> <ul> <li>Helium - B8R06986</li> <li>Hydrogen - B8A46539</li> <li>Krypton - B8R06991</li> <li>Mercury Vapour - B8R06990</li> <li>Neon - B8A46565</li> <li>Nitrogen - B8A46541</li> <li>Oxygen - B8A46553</li> <li>Xenon - B8R06992</li> </ul> <p>There is also a bundle of 4 tubes available - B8R06832 - Hydrogen, Nitrogen, Oxygen, Neon</p> <ul> <li>Diffraction Spectroscope available separately: B8A81802</li> </ul> | 17.69 | EA | FVRATE20 | 1
Physics | F4R06990 | Mercury Vapour Spectrum Tube | <p>Philip Harris Spectrum Tube - Mercury Vapour</p> <p>Mercury vapour-filled discharge tube for studying typical spectra of the different gases and for use in calibrating spectrometers. The glass body is provided with metal end caps and is constricted along the middle portion to concentrate the discharge glow.</p> <ul> <li>Tube Length: 260mm</li> <li>Strike Voltage: 2000V - 4000V</li> <li>Maximum Recommended Running Current: 3mA</li> <li>Recommended Run Cycle: 30 seconds on, 30 seconds off</li> </ul> <p>Requires the following equipment to operate:</p> <ul> <li>Spectrum Tube Holder with Power Supply - B8R08098</li> </ul> <p><strong>Or:</strong></p> <ul> <li>Spectrum Tube Holder - B8R06039</li> <li>E.H.T. Power Supply - B8R02653</li> <li>E.H.T. Safety Experiment Leads - B8R07149</li> </ul> <p>Alternative individual tubes are available to purchase separately:</p> <ul> <li>Argon - B8R06989</li> <li>Helium - B8R06986</li> <li>Hydrogen - B8A46539</li> <li>Krypton - B8R06991</li> <li>Neon - B8A46565</li> <li>Nitrogen - B8A46541</li> <li>Oxygen - B8A46553</li> <li>Xenon - B8R06992</li> </ul> <p>There is also a bundle of 4 tubes available - B8R06832 - Hydrogen, Nitrogen, Oxygen, Neon</p> <ul> <li>Diffraction Spectroscope available separately: B8A81802</li> </ul> | 21.25 | EA | FVRATE20 | 1
Physics | F4R06991 | Krypton Spectrum Tube | <p>Philip Harris Spectrum Tube - Krypton</p> <p>Krypton gas-filled discharge tube for studying typical spectra of the different gases and for use in calibrating spectrometers. The glass body is provided with metal end caps and is constricted along the middle portion to concentrate the discharge glow.</p> <ul> <li>Tube Length: 260mm</li> <li>Strike Voltage: 4000V - 5000V</li> <li>Maximum Recommended Running Current: 3mA</li> <li>Recommended Run Cycle: 30 seconds on, 30 seconds off</li> </ul> <p>Requires the following equipment to operate:</p> <ul> <li>Spectrum Tube Holder with Power Supply - B8R08098</li> </ul> <p><strong>Or:</strong></p> <ul> <li>Spectrum Tube Holder - B8R06039</li> <li>E.H.T. Power Supply - B8R02653</li> <li>E.H.T. Safety Experiment Leads - B8R07149</li> </ul> <p>Alternative individual tubes are available to purchase separately:</p> <ul> <li>Argon - B8R06989</li> <li>Helium - B8R06986</li> <li>Hydrogen - B8A46539</li> <li>Mercury Vapour - B8R06990</li> <li>Neon - B8A46565</li> <li>Nitrogen - B8A46541</li> <li>Oxygen - B8A46553</li> <li>Xenon - B8R06992</li> </ul> <p>There is also a bundle of 4 tubes available - B8R06832 - Hydrogen, Nitrogen, Oxygen, Neon</p> <ul> <li>Diffraction Spectroscope available separately: B8A81802</li> </ul> | 19.69 | EA | FVRATE20 | 1
Physics | F4R06992 | Xenon Spectrum Tube | <p>Philip Harris Spectrum Tube - Xenon</p> <p>Xenon gas-filled discharge tube for studying typical spectra of the different gases and for use in calibrating spectrometers. The glass body is provided with metal end caps and is constricted along the middle portion to concentrate the discharge glow.</p> <ul> <li>Tube Length: 260mm</li> <li>Strike Voltage: 2000V - 5000V</li> <li>Maximum Recommended Running Current: 3mA</li> <li>Recommended Run Cycle: 30 seconds on, 30 seconds off</li> </ul> <p>Requires the following equipment to operate:</p> <ul> <li>Spectrum Tube Holder with Power Supply - B8R08098</li> </ul> <p><strong>Or:</strong></p> <ul> <li>Spectrum Tube Holder - B8R06039</li> <li>E.H.T. Power Supply - B8R02653</li> <li>E.H.T. Safety Experiment Leads - B8R07149</li> </ul> <p>Alternative individual tubes are available to purchase separately:</p> <ul> <li>Argon - B8R06989</li> <li>Helium - B8R06986</li> <li>Hydrogen - B8A46539</li> <li>Krypton - B8R06991</li> <li>Mercury Vapour - B8R06990</li> <li>Neon - B8A46565</li> <li>Nitrogen - B8A46541</li> <li>Oxygen - B8A46553</li> </ul> <p>There is also a bundle of 4 tubes available - B8R06832 - including Hydrogen, Nitrogen, Oxygen, Neon</p> <ul> <li>Diffraction Spectroscope available separately: B8A81802</li> </ul> | 21.25 | EA | FVRATE20 | 1
Lab Equipment | F4R07015 | Silicone Grease 50g | <p>Multi-purpose silicone grease, ideal for use on switch contacts and EHT connections. Waterproofs and insulates.</p> <ul> <li>50 gram tube.</li> </ul> | 11.15 | EA | FVRATE20 | 1
Physics | F4R07037 | Axial Search Coil | <p>The Axial Search Coil consists of 5000 turns of very fine copper wire on a bobbin fixed at one end of fibreglass board (electrically insulated and non magnetic), and on the other end two 4 mm socket terminals are fitted. It can be used to determine field strengths or flux density inside the air gap of magnets or solenoids. An a.c. or d.c. signal can be applied to the search coils to study the effect of interacting magnetic fields. Coil mounted with its axis parallel to the axis of the PCB board.</p> <p>Signal Generator also required for use (PP00051868 or similar).</p> <ul> <li>A Lateral Search Coil is also available to purchase separately (B8R07038).</li> </ul> | 14.09 | EA | FVRATE20 | 1
Physics | F4R07038 | Lateral Search Coil | <p>The Lateral Search Coil consists of 5000 turns of very fine copper wire on a bobbin fixed at one end of fibreglass board (electrically insulated and non magnetic), and on the other end two 4 mm socket terminals are fitted. It can be used to determine field strengths or flux density inside the air gap of magnets or solenoids. An a.c. or d.c. signal can be applied to the search coils to study the effect of interacting magnetic fields. Coil mounted with its axis at 90 degrees to the axis of the PCB board.</p> <p>Signal Generator also required for use (B8G85779 or similar).</p> <ul> <li>An Axial Search Coil is also available to purchase separately (B8R07037).</li> </ul> | 14.09 | EA | FVRATE20 | 1
Lab Equipment | F4R07041 | Electrical Tape Black | <p>Superior quality electrical grade self-adhesive insulating tape conforming to BS3924, and RoHS compliant. </p> <ul> <li>Dimensions:19mm width x 20m length.</li> <li>Nominal thickness: 0.15mm</li> <li>Dielectric breakdown: 40kV/mm</li> <li>Elongation: 170%</li> <li>Temperature range: 0°C to +80°C</li> </ul> <p>Colour Black </p> | 0.89 | EA | FVRATE20 | 1
Lab Equipment | F4R07042 | Electrical Tape Red | <p>Superior quality electrical grade self-adhesive insulating tape conforming to BS3924, and RoHS compliant. </p> <ul> <li>Dimensions: 19mm width x 20m length</li> <li>Nominal thickness: 0.15mm</li> <li>Dielectric breakdown: 40kV/mm</li> <li>Elongation: 170%</li> <li>Temperature range: 0°C to +80°C</li> </ul> <p>Colour: Red </p> | 0.89 | EA | FVRATE20 | 1
Lab Equipment | F4R07043 | Cable Ties P100 | <p>A pack of 100 cable ties </p> <ul> <li>High quality, low cost cable ties manufactured in White Nylon 66 to MIL-M20693B. </li> <li>The design of the head ensures a high tensile strength while allowing a very low insertion force.</li> <li>Self-extinguishing - UL94-V2 Flammability. </li> <li>UL approved. </li> <li>Non-releasable, ratchet action. </li> <li>RoHS compliant. </li> </ul> <p> </p> <ul> <li>Dimensions: Width: 2.5mm Length: 100mm.</li> <li>Pack of 100.</li> </ul> | 0.79 | PHA | FVRATE20 | 1
Lab Equipment | F4R07046 | Flexible Mains Cable 3a 300v | <ul> <li>Product Range: 2183Y Series</li> <li>No. of Cores: 3 Core</li> <li>Reel Length (Metric): 100m</li> <li>Reel Length (Imperial): 328ft</li> <li>Conductor Material: Copper</li> <li>Sleeve Material: PVC</li> <li>External Diameter: 0.50mm&sup2;=5.4mm</li> <li>Voltage Rating: 300V</li> <li>Sleeve Colour: White</li> <li>No. of Max Strands x Strand Size: 16 x 0.2mm</li> <li>Conductor Area CSA: 0.5mm&sup2; / 0.75mm&sup2;</li> <li>BS6500 &amp; VDE approved.</li> </ul> <p>3A core 16/0.2mm white</p> | 8.89 | M10 | FVRATE20 | 1
Lab Equipment | F4R07047 | Flexible Mains Cable 6a 300v | <p>3 core 24/0.2mm white (10m)</p> <ul> <li>Product Range: 2183Y Series</li> <li>No. of Cores: 3 Core</li> <li>Reel Length (Metric): 10m</li> <li>Reel Length (Imperial): 328ft</li> <li>Conductor Material: Copper</li> <li>Sleeve Material: PVC</li> <li>External Diameter: 0.75mm&sup2;=6.1mm</li> <li>Voltage Rating: 300V</li> <li>Sleeve Colour: White or Black</li> <li>No. of Max Strands x Strand Size: 16 x 0.2mm</li> <li>Conductor Area CSA: 0.5mm&sup2; / 0.75mm&sup2;</li> <li>BS6500 &amp; VDE approved.</li> </ul> | 7.39 | M10 | FVRATE20 | 1
Physics | F4R07097 | Paper Tape 17mm Wide | <p>This 17mm wide Ticker Tape is suitable for use with Ticker Timer B8H31055</p> <ul> <li>Diameter: 17mm</li> <li>Length: 50M</li> <li>Non Self-Marking</li> </ul> | 10.15 | P10 | FVRATE20 | 1
Physics | F4R07098 | Paper Tape 16mm Wide | <p>This 15mm wide self-marking Ticker Timer Tape is for the Philip Harris Ticker Timer B8R06037</p> <ul> <li>Diameter: 15mm&nbsp;</li> <li>Length: 50m&nbsp;</li> <li>Self-Marking Tape</li> </ul> | 4.75 | EA | FVRATE20 | 1
Physics | F4R07106 | Component Investigation | <p>The Component Investigations Board has a selection of five different electrical components suitable for investigating current and voltage characteristics.&nbsp; The board is easy to connect and use and is ideal for student use in the classroom.&nbsp;</p> <p>The Component Investigations Board contains the following clearly labelled components:</p> <ul> <li>Bulb,</li> <li>Resistor,</li> <li>Silicon Diode,</li> <li>Zener Diode,</li> <li>LED&nbsp;</li> </ul> <p>The Component Investigation board is an ideal resource to use with the Philip Harris Component Tester (B8R07108).&nbsp;</p> <p>Typical VI Graphs which were produced using the Philip Harris Component Investigations board and the Philip Harris Component Tester can be found in the Documents Section.</p> | 22.15 | EA | FVRATE20 | 1
Physics | F4R07110 | Ripple Tank | <p>This high quality Ripple Tank from Optika combines ease of use with high visual resolution and responsiveness. The stroboscopic lamp is fitted with an extra-bright 3W LED, which is synchronised with the surface-wave generator. The control unit is equipped with a digital display and allows to set or to stop the synchronism of the vibrator with the lamp, the modulation of wave amplitude and its frequency. The vibrator is an electro-dynamic type.</p> <p>When used as a stroboscope, the extra-bright 3W LED light can be synchronised with the wave generator, allowing easy demonstration of standing waves etc.</p> <p>The apparatus comprises a 0-50Hz wave generator, electro-dynamic vibrator unit, 3W LED source with both strobe and steady modes, high quality metal frame with tank, mirror, screen, power supply, comprehensive notes and accessories.</p> <p>The apparatus includes a variety of dippers and accessories, allowing exploration of a wide range of wave phenomena, including wave propagation, reflection, refraction, interference patterns and standing waves.</p> <p>The tank is provided with two adjustable feet and with an easy to-use drain pipe ending with a tap.</p> <p>OPTIKA Ripple Tank has the following advantages:</p> <ul> <li>Simple to assemble</li> <li>Ease of carrying out the experiments</li> <li>Reliable and repeatable results</li> <li>Excellent visual resolution of the wave front</li> </ul> <p>Dimensions:</p> <ul> <li>Tank (overall): 30 x 30 cm</li> <li>Projection Screen (overall): 30 x 30 cm</li> </ul> <p>Ideal for:</p> <ul> <li>Superficial waves on water</li> <li>Wavefront</li> <li>Wavelength</li> <li>Propagation speed</li> <li>Reflection</li> <li>Refraction</li> <li>Interference</li> <li>Stationary waves</li> <li>Diffraction</li> <li>Huygens principle</li> </ul> | 599.99 | EA | FVRATE20 | 1
Physics | F4R07113 | Radiation Cans | <p>A set of three cans made from the same material but of different colours. If the cans are irradiated using a lamp it can be easily shown that black surfaces absorb heat energy better than lighter colours. If the lamp is switched off then the black flask will radiate heat more rapidly than the others. </p> <p>The experiment works first time, every time and your students will see clearly that the rate of absorption and radiation of heat energy for the black flask is greater than the other two. </p> <ul> <li>Dimensions: (D)53mm x (H)153mm.</li> </ul> <p>Also available to purchase as a pack of 15 (B8R07740). </p> | 29.79 | P 3 | FVRATE20 | 1
Physics | F4R07130 | 2m Rubens Tube Without Amplifier | <p>Intended for teacher demonstrations only. The Rubens' Tube is a 2m long aluminium tube with a row of small holes drilled along the top and 20W loudspeaker mounted at one end.</p> <ul> <li>Full instructions included.</li> <li>Users will need a gas source (Natural or LPG) and a power signal generator to run the speaker.</li> <li>Speaker: 20W, 8&Omega;</li> <li>Gas supply Natural gas or Propane (40 millibar max)</li> </ul> | 311.05 | EA | FVRATE20 | 1
Physics | F4R07131 | Rubens Tube Pro 2 metre with Amplifier | <p>Intended for teacher demonstration use, the Rubens' Tube Pro is an exciting and very visual way to demonstrate the concept of a standing wave.</p> <p>By making measurements, it is also possible to calculate the speed of sound. The Rubens' Tube Pro has a built-in amplifier so it can be driven by a wide range of signal sources including phones and tablets.</p> <p>Specification:</p> <ul> <li>Length: 2m</li> <li>Speaker: 20W, 8&Omega;</li> <li>Amplifier: 7W mono</li> <li>Input sensitivity: 40mV</li> <li>Power supply: 15V 0.5A dc</li> <li>Gas supply: Natural gas or Propane (40 millibar max)</li> </ul> | 429.95 | EA | FVRATE20 | 1
Lab Equipment | F4R07149 | Experiment Lead Safety Plug and Socket | <p>Safety lead for use with EHT and HT power supplies ending in a 4mm safety-plug. Patch cord with multilam safety-plug / jack </p> <ul> <li>Length: 750mm</li> <li>Wire cross-section: 1 mm²</li> <li>Continuous current: max. 19 A</li> </ul> | 15.25 | EA | FVRATE20 | 1
Physics | F4R07150 | Plancks Contstant | <p>A new spin on the classic method of calculating Planck's constant, this apparatus provides a simple and effective means of studying the photoelectric effect, gaining a good value for h, and exploring basic quantum mechanics. Comprising a phototube and control unit with built-in voltmeter and nanoammeter, the apparatus can be used with three LEDs of known wavelength (included) to learn about the relationship between the energy of emitted electrons and the wavelength of incident radiation. Planck's constant can then be calculated approximately using the Planck-Einstein relation.</p> <p>The in-depth notes include explanations of a range of phenomena and theory associated with the photoelectric effect and Planck's work alongside the experimental methods.</p> <p>Includes:</p> <ul> <li>A phototube</li> <li>3 LEDs (green, red, and blue)</li> <li>Control unit</li> <li>Power supply</li> <li>Comprehensive teacher guide.</li> </ul> <p>Technical specifications:</p> <ul> <li>Power supply: 24V d.c.</li> <li>Voltmeter: 4 digits, sensitivity 2mV</li> <li>Ammeter: 4 digits, sensitivity 5nA</li> <li>Button to cut off current</li> <li>LED light adjustment: 0-100%</li> <li>Anodic tension adjustment</li> </ul> <p>Dimensions:</p> <ul> <li>Control station: 190mm x 130mm, 50 x 60mm</li> <li>Phototube base 130mm x 180mm x 150mm, 50mm</li> </ul> <p>Weight:</p> <ul> <li>Control station: 370g</li> <li>Phototube base: 560g</li> </ul> | 583.69 | EA | FVRATE20 | 1
Physics | F4R07151 | Van De Graaff Generator Dual Control | <p>This premium Van de Graaff Generator is designed to allow students to clearly see how this apparatus generates the electrostatic charge necessary to 'jump the gap'. The sphere can generate up to 200kV, and can be operated both manually and by a variable speed electric motor. Adjustable discharge sphere, electrostatic plume and electrostatic whirl are included.</p> <ul> <li>Belt housing is made out of Perspex, making the unit different to most VDGs.</li> <li>Compliant to EN61010: 2010: certificates available on request.</li> <li>Sphere Diameters: 225mm and 70mm</li> <li>Height: 650mm</li> <li>Base: 250mm x 350mm</li> </ul> | 469.85 | EA | FVRATE20 | 1
Physics | F4R07210 | National Grid | <p>The National Grid Demonstration is an extremely safe way to demonstrate the advantages of distributing power at high voltages.</p> <p>The demonstration is made up of two step up/down transformers that are used to transform the 12V ac from a school power supply to 115V (nominal). The 2 meter transmission line can be connected to either the low or high voltage connectors on the transformer.</p> <p>The mounted bulb glows brightly when using the High Voltage connection and only dimly when the Low Voltage connection is used. Two sockets are provided to allow the high voltage to be measured safely using internal resistors to divide down the voltage to a safe level. The high voltage output is protected by an interlock that ensures that the high voltage is only enabled once the transmission line has been connected to the high voltage connector. Both ends of the transmission line are touch proof and use BS EN61010:2010 compliant connectors. Two fibre glass pylons are also included to support the transmission line.</p> <p>The National Grid Demonstration has been designed to prevent any access to hazardous voltages and is safe for students to use under supervision.</p> <p>Using an a.c. Voltmeter and Ammeter, it is possible to make some quantitative measurements. With some simple measurements students can confirm that the low voltage and high voltage transmission line resistance is the same. Input power and output power can be measured and the power lost found for the low and high voltage connection.</p> <p>The National Grid Demonstration comes with a detailed manual that includes step by step instructions and a discussion of other losses that that can occur in the system.</p> <p><em><strong>Please note: The National Grid Model does not include a Power Supply.&nbsp;&nbsp;</strong></em></p> | 224.95 | EA | FVRATE20 | 1
Physics | F4R07211 | Uvc Bulb | <p>The UVC bulb is a replacement for the bulb supplied with the UVC Lamp (B8R07212). </p> <p>Technical Specification: </p> <ul> <li>Wattage: 3W</li> <li>Spectral peak: 253.7nm</li> <li>UV output: 0.16W</li> <li>UV micro watts: 1.7 µW/cm² at 1m</li> <li>Average Life: 3000 hours</li> </ul> | 24.25 | EA | FVRATE20 | 1
Physics | F4R07212 | Uvc Lamp With Bulb | <p>The UVC lamp is primarily intended to demonstrate the photoelectric effect using a zinc plate and gold leaf electroscope. The lamp emits UVC light with a peak wavelength of 253.7nm and must not be used as a general-purpose UV light source. This lamp is an excellent replacement for the now obsolete Philips TUV6 lamp. The UVC bulb is housed in a robust Aluminium extrusion and is supplied with a 24V d.c. power supply. </p> <p>Technical Specification: </p> <p>Lamp: </p> <ul> <li>Wattage: 3W</li> <li>Spectral peak: 253.7nm</li> <li>UV output: 0.16W</li> <li>UV micro watts: 1.7 µW/cm² at 1m</li> <li>Average Life: 3000 hours</li> </ul> <p>Power Supply: </p> <ul> <li>Input: 230V a.c. 50/60 Hz</li> <li>Output: 24V d.c. 0.75A (centre +ve)</li> </ul> <p>Replacement bulbs are also available separately (B8R07211) </p> | 143.95 | EA | FVRATE20 | 1
Glues & Adhesives | F4R07213 | Cm Pva Red Label 5l | <p>Our Classmates Red Label PVA Glue is a multipurpose PVA adhesive with strong bonding properties. It can be used as a craft and painting medium and is ideal for use with fabric, board, and collage materials.</p> <ul> <li>Strong Craft Adhesive with excellent holding quality.</li> <li>Dries to a clear finish.</li> <li>Phthalate free.</li> <li>Wheat &amp; Gluten free.</li> </ul> <p>During all creative activity, we recommend that children wear aprons and that furnishings are covered.</p> | 13.39 | EA | FVRATE20 | 1
Lab Equipment | F4R07298 | Mains Plugs P20 | <p>Tough nylon impact resistant mains plugs, manufactured to BS1363/A. ASTA & BSI approved. Push-fit cable grip. </p> <ul> <li>White 13A plug (fitted 13A fuse)</li> <li>Pack of 20</li> </ul> | 21.75 | P20 | FVRATE20 | 1
Physics | F4R07366 | Zinc Plate | <p>A 40mm x 40mm zinc plate on a 4mm connector which can replace the top plate of an electroscope.</p> <p>The plate can be used to show discharge under UV Lighting and the Photoelectric Effect.</p> <p>A suitable wavelength UV lamp is required (B8R07212).</p> | 22.35 | EA | FVRATE20 | 1
Physics | F4R07371 | Gravity Well | <p>The gravity well is an exciting piece of apparatus which allows students to visualise the attraction of massive objects due to gravity.</p> <p>Consisting of a flexible sheet and collapsible frame, the gravity well is supplied with all you need to bring the study of gravity to life.</p> <ul> <li>Coalescence of stars</li> <li>Orbiting</li> <li>Variation of orbital period with distance from star</li> <li>Formation of orbital systems</li> </ul> <p>Measuring 180cm diameter by 80cm high when assembled, the unit gives an impressive demonstration and packs away for easier storage.</p> <ul> <li>Supplied with full instructions and suggested experiments.</li> </ul> | 145.19 | EA | FVRATE20 | 1
Physics | F4R07372 | Boyles Law Digtal Apparatus | <p>The Digital Boyle's Law Apparatus provides a self contained, reliable and simple way of demonstrating Boyle's Law. The volume may be reduced or increased by means of a 2.5ml syringe connected to a digital pressure sensor. The sensor output is calibrated to display the pressure in kPa on the easy to read LCD display. There is a measurable change in pressure for every 0.1ml change in volume allowing many data points to be taken and a graph plotted to confirm Boyle's Law.</p> <p>For demonstration purposes two 4mm sockets are provided to allow the pressure reading to be displayed on a large demonstration voltmeter meter (not supplied) and a length of tubing is provided to allow a larger syringe to be used if necessary.</p> <ul> <li>Supplied with full instructions and one 9V PP3 battery.</li> </ul> | 117.95 | EA | FVRATE20 | 1
Physics | F4R07374 | Digital Joly Bulb | <p>Visually and effectively demonstrate the relationship between temperature and pressure. The Digital Jolly Bulb is the perfect alternative to the traditional bulb and analogue gauge, pressures can be read directly from the built in digital display and the apparatus is sensitive enough to register an increase in pressure when the bulb is held gently in the hand. By submerging the bulb in water at different temperatures the relationship between temperature and pressure may be demonstrated and the calibrated digital readout allows a quantitative investigation to be carried out if required.</p> <p>For demonstration purposes two 4mm sockets are provided to allow the pressure reading to be displayed on a large demonstration voltmeter (not supplied).</p> <ul> <li>Supplied with 9V PP3 Battery and full instructions.</li> </ul> | 129.95 | EA | FVRATE20 | 1
Physics | F4R07376 | Dual Colour Laser | <p>The Lascells Dual Colour semiconductor laser box contains two independently controlled laser diodes, one at the standard 650nm red and a second at 532nm green. Both lasers may be simultaneously passed through a double slit slide and both diffraction patterns may be displayed one above the other for an immediate comparison.</p> <p>The unit is equipped with internal 1 MHz modulation which when used in conjunction with the laser receiver and an oscilloscope allows the speed of light to be determined in the laboratory. In addition, the facility to modulate the laser from an external source is provided allowing audio to be sent to the receiver from a smartphone or mp3 player.</p> <p>The apparatus is switched using a removable key which prevents unauthorised use and is supplied with a 9V power supply and full instructions.</p> <p>Technical Specifications:</p> <ul> <li>Power Output: &lt;1mW max.</li> <li>Laser Class: Class 2</li> <li>Laser Wavelengths: Green - 532nm (+/-5nm), Red - 655 (+/-5nm)</li> <li>Beam Divergence: Green - 1.5mRad, Red - 1.5mRad</li> <li>Input Voltage: External 9V D.C. power supply: +ve pin (Included)</li> <li>Modulation: 1Mhz internal, audio frequencies external</li> <li>Dimensions: (L)150mm x (W)110mm x (H)65mm</li> <li>Weight: 390g.</li> </ul> | 259.95 | EA | FVRATE20 | 1
Physics | F4R07377 | Ripple Tank Mklll | <p>This compact unit from Lascells provides an elegant method of demonstrating the wave phenomena of reflection, diffraction, refraction and interference with none of the setting-up problems usually associated with ripple tanks. The concept has been further developed to offer new features and simplicity in this MkIII design.</p> <p>The unit is completely self-contained with the translucent viewing screen hinging away to reveal a 12cm water tank. The tank is removable for ease of use and has an integral multi-faceted beach which virtually eliminates unwanted reflections.</p> <p>Illumination is from a high intensity built-in LED which can be automatically strobed in sync with the waves to give perfectly stationary images, or switched to allow the user independent control of the wave and strobe frequencies giving the impression of wave motion across the viewing screen.</p> <p>The unit is supplied with three robust dippers which can be easily adjusted to suit the depth of water being used. A selection of barriers shapes and lenses are also provided to enable reflection, refraction, diffraction and interference along with the focussing properties of lenses to be demonstrated. All of the accessories can be stored neatly inside the unit when not in use.</p> <ul> <li>Dimensions: (L)225 x (W)170 x (H)143</li> <li>Weight: 1.07kg</li> <li>Input Voltage: Regulated 12V DC +pin</li> <li>Current Requirement: 400mA</li> <li>Strobe Frequency Range: 30 - 500Hz nominal</li> </ul> | 139.65 | EA | FVRATE20 | 1
Physics | F4R07379 | Box For Radioactive Source | <p>Radioactive Source Storage Box consisting of a wooden box with hinged lid, lead container and lead container lid. Suitable for storing standard radioactive cup sources. </p> <p> </p> | 83.15 | EA | FVRATE20 | 1
Physics | F4R07383 | Bek 5kω Ntc Thermistor | <p>BEK NTC Thermistor mounted on a yellow baseplate with sockets to accommodate the connection of 4mm plug leads. Excellent for general circuit work.</p> <ul> <li>Thermistor: 5k Ohm</li> </ul> | 5.05 | EA | FVRATE20 | 1
Physics | F4R07384 | Bek 1n5401 Diode | <p>BEK general purpose Diode mounted on a yellow baseplate with sockets to accommodate the connection of 4mm plug leads. Excellent for general circuit work. </p> <ul> <li>Diode: 1N5401</li> <li>3A maximum current.</li> </ul> <p> </p> | 2.85 | EA | FVRATE20 | 1
Physics | F4R07385 | Bek White Led 30ma Max | <p>BEK LED mounted on a yellow baseplate with sockets to accommodate the connection of 4mm plug leads. Excellent for general circuit work. </p> <ul> <li>Colour: White</li> <li>Forward Voltage: 3V</li> <li>Maximum Current: 30mA.</li> </ul> | 2.85 | EA | FVRATE20 | 1
Physics | F4R07386 | Bek 100ω 1w Potentiometer | <p>BEK Resistor mounted on a yellow baseplate with sockets to accommodate the connection of 4mm plug leads. Excellent for general circuit work. </p> <ul> <li>Potentiometer: 100O, 1W </li> </ul> | 10.25 | EA | FVRATE20 | 1
Physics | F4R07387 | Bek 1kω 0.5w Resistor | <p>BEK Resistor mounted on a yellow baseplate with sockets to accommodate the connection of 4mm plug leads.</p> <p>Excellent for general circuit work.</p> <ul> <li>Resistor: 1K&Omega; 0.5W</li> </ul> | 2.85 | EA | FVRATE20 | 1
Physics | F4R07388 | Bek 470ω 2w Resistor | <p>BEK Resistor mounted on a yellow baseplate with sockets to accommodate the connection of 4mm plug leads. Excellent for general circuit work. </p> <ul> <li>Resistor: 470O, 2W </li> </ul> | 2.85 | EA | FVRATE20 | 1
Physics | F4R07389 | BEK 100w 1W Resistor | <p>BEK Resistor mounted on a yellow baseplate with sockets to accommodate the connection of 4mm plug leads.</p> <p>Excellent for general circuit work.</p> <ul> <li>Resistor: 100&Omega;, 1W</li> </ul> | 2.85 | EA | FVRATE20 | 1
Physics | F4R07390 | Bek 47r 2w Resistor | <p>BEK Resistor mounted on a yellow baseplate with sockets to accommodate the connection of 4mm plug leads.</p> <p>Excellent for general circuit work.</p> <ul> <li>Resistor: 47&Omega;, 2W</li> </ul> | 2.85 | EA | FVRATE20 | 1
Physics | F4R07391 | BEK Advanced Kit | <p>In the BEK Advanced Kit, the components are mounted on bright yellow plastic bases, each with two 4mm diameter sockets. Excellent for more advanced circuit work.</p> <p>Kit Contains:</p> <ul> <li>5000 Ohm Thermistor</li> <li>1N5401 Diode</li> <li>White LED (30mA Max)</li> <li>100 Ohm 5W Variable resistor</li> <li>1k Ohm 0.5W resistor</li> <li>470 Ohm resistor</li> <li>100 Ohm 1W resistor</li> <li>47 Ohm 2W resistor</li> <li>22 Ohm 2W resistor</li> <li>10 Ohm 2W resistor</li> <li>2200uF capacitor</li> <li>10F super capacitor</li> <li>Reed switch</li> </ul> | 59.95 | EA | FVRATE20 | 1
Physics | F4R07392 | Bek 22r 2w Resistor | <p>BEK Resistor mounted on a yellow baseplate with sockets to accommodate the connection of 4mm plug leads.</p> <p>Excellent for general circuit work.</p> <ul> <li>Resistor: 22&Omega;, 2W Resistor.</li> </ul> | 2.85 | EA | FVRATE20 | 1
Physics | F4R07393 | Bek 10r 2w Resistor | <p>BEK Resistor mounted on a yellow baseplate with sockets to accommodate the connection of 4mm plug leads.</p> <p>Excellent for general circuit work.</p> <ul> <li>Resistor: 10&Omega;, 2W</li> </ul> | 2.85 | EA | FVRATE20 | 1
Physics | F4R07394 | Bek 2200uf Capacitor | <p>BEK Capacitor mounted on a yellow baseplate with sockets to accommodate the connection of 4mm plug leads. Excellent for general circuit work.</p> <ul> <li>Capacitor: 2200&micro;F</li> <li>Voltage: 35V</li> </ul> | 2.85 | EA | FVRATE20 | 1
Physics | F4R07395 | Bek 10f Super Capacitor | <p>BEK Super Capacitor mounted on a yellow baseplate with sockets to accommodate the connection of 4mm plug leads.</p> <p>Excellent for general circuit work.</p> <ul> <li>Rated to 2.5V</li> <li>Polarised capacitor with positive marking on tile base.</li> </ul> | 12.8 | EA | FVRATE20 | 1
Physics | F4R07396 | Bek Reed Switch | <p>BEK Reed Switch mounted on a yellow baseplate with sockets to accommodate the connection of 4mm plug leads. Excellent for general circuit work. </p> <p> </p> | 3.45 | EA | FVRATE20 | 1
Physics | F4R07402 | Easy Read Set | <p>Bundle in a Gratnells tray with lid for easy storage.</p> <p>Contains:</p> <ul> <li>10 x Easy-Read Meters</li> <li>10 x 10A d.c. attachments</li> <li>10 x 20V d.c. attachments</li> <li>10 x batteries</li> <li>10 x 250mm leads</li> </ul> <p>Colour for the tray may very.</p> | 805.79 | PK | FVRATE20 | 1
Physics | F4R07405 | Ammeter Dual Range | <p>This moving coil analogue ammeter by Unilab is suitable for measuring d.c. current in two ranges.&nbsp;</p> <ul> <li>Ranges: 0 - 1A or 0 - 5A</li> <li>Volts drop: 75mV.</li> </ul> | 57.95 | EA | FVRATE20 | 1
Physics | F4R07406 | Sep Energy Meter | <p>The SEP Energymeter can be used without a computer: designed to be simple enough for KS3 students to use, and flexible enough for more advanced use at KS4 and beyond. It just requires a supply and a load to be plugged into the meter, for example, a solar panel and a motor, and the meter will display the values of the power and the energy transferred.</p> <p>For simplicity, the instrument automatically adjusts the display to show suitable units and an appropriate number of decimal places so that it can deal with a very wide range of values (e.g. for energy, from 100 nanojoules up to 1.75 megajoules).</p> <p>Energy is a concept that many students find difficult. There are many opportunities to use the SEP Energymeter for practical activities in a wide range of topics across the curriculum. By enabling pupils to get hands-on experience of measuring energy, they can gain a better understanding of a key idea about energy that often gets lost - that energy is a quantitative concept that is used to solve problems and answer real questions.</p> <ul> <li>Current Range: &plusmn;7A (current can flow in either direction)</li> <li>Voltage Range: &plusmn;25V</li> <li>Log Memory: 2500 samples</li> <li>Log Sample Period: 1, 2, or 4 seconds</li> </ul> <p>The meter can be powered over USB or using a 5V mains adaptor (included).</p> | 92.65 | EA | FVRATE20 | 1
Physics | F4R07407 | Gauss Gun | <p>This demonstration of the Gauss gun effect uses a 660mm long section of acrylic tube to house rare earth magnets and ball bearings. One end is raised slightly to allow the first ball to begin its movement and there is a rubber stopper at the other end to prevent any dangerous projectiles. </p> <p>The Gauss Gun provides a safe but dramatic demonstration of the acceleration of a body in a magnetic field and the conservation of momentum. It uses groups of high strength neodymium magnets to accelerate steel ball bearings with the whole assembly contained in a closed, transparent plastic tube for safety. </p> <p>A great discussion experiment on the nature and strength of magnetic fields, momentum, conservation of energy etc. </p> | 21.15 | EA | FVRATE20 | 1
Physics | F4R07412 | Archimedes Principle Kit | <p>An excellent kit which can be used to explain, demonstrate and calculate Archimedes principle.</p> <p>Kit consists:</p> <ul> <li>1 x metal regular shaped solid,</li> <li>1 x metal irregular shaped solid,</li> <li>1 x beaker to collect displacement liquid,</li> <li>1 x newton meter with suspension hook</li> <li>1 x glass displacement vessel.</li> </ul> <p>Please note that the item is supplied without retort stand and suspension hook</p> | 23.45 | EA | FVRATE20 | 1
Lab Equipment | F4R07433 | 1a Time Delay Fuses P100 | <ul> <li>CamdenBoss CF0520T Series Time Delay 20 x 5mm fuses</li> <li>1A </li> <li>Glass cartridge with nickel plated end caps.</li> <li>VDE, SEMKO, BSI & UL approved</li> <li>Pack of 100</li> </ul> | 11.59 | PHA | FVRATE20 | 1
Physics | F4R07455 | Boyles Law Indicator Kit | <p>This simple low-cost apparatus provides a means of demonstrating Boyle's Law. It is not 100% accurate but is adequate for simple demonstrations giving students literally a 'feel' for increase in pressure against volume.</p> | 14.25 | PK | FVRATE20 | 1
Physics | F4R07457 | Power Amplifier | <p>The Power Amplifier is a very useful classroom resource that allows students to amplify and listen to a variety of audio sources ranging from microphones and audio devices with a 3.5mm headphone socket, to signal generators equipped with 4mm socket outputs. The amplifier is particularly suitable for driving Vibration Generators and Rubens' tubes when a power signal generator is not available. The amplifier has an internal 10W speaker that can be switched off</p> <p>When not required. The outputs are overload and short-circuit protected.</p> <ul> <li>Output: 3.5Wrms / 4ohm or 2Wrms / 8ohm</li> <li>Total harmonic distortion: 0.05% (1W / 1kHz)</li> <li>Frequency response: 20Hz to 20kHz (-3dB)</li> <li>Signal-to-noise ratio: 86dB (A weighted)</li> <li>Input sensitivity: 40mV / 150K Ohm</li> <li>Supply voltage: 12Vdc</li> </ul> | 78.95 | EA | FVRATE20 | 1
Physics | F4R07458 | Cloud Chamber | <p>This large cloud chamber allows the visualization of atomic particles as they pass through a super saturated Isopropanol vapour, cooled by dry ice. Energetic charged particles collide with the gas molecules causing a trail of ionized particles. These ionized gas particles act as nucleation sites on which the super saturated alcohol vapour condenses, leaving a cloud like trail that lasts for a few seconds. The built in LED lighting is collimated to produce less glare, making the traces highly visible. The foam inserts housed in a Gratnells tray, provide excellent insulation giving run times of over one hour, as well as convenient storage. The large tank size means the cloud chamber is even capable of detecting background radiation.</p> <ul> <li>Supplied with a thoriated welding rod to use as a source and full instructions.</li> </ul> <p>Additional products required to operate (not included):</p> <ul> <li>Isopropanol (Propan-2-ol) - B8F78836</li> <li>12V d.c. Power Supply - PP00057620 (or similar)</li> <li>4mm Connecting Lead - B8R05705 (2 required)</li> <li>Dry Ice - B8R05358 (10kg of 9mm pellets)</li> </ul> | 101.29 | EA | FVRATE20 | 1
Design & Technology | F4R07460 | Starter Tool Pack For Workstations | <p>This pack contains all the tools needed to fit neatly onto the infant tool board.</p> <p>Pack contains: 4 junior hacksaws, 2 crosshead screwdrivers, 2 flathead screwdrivers, a pair of combination pliers, a pair of pincers, a pair of mini pliers, a pin hammer and a metal safety rule.</p> | 51.99 | PK | FVRATE20 | 1
Design & Technology | F4R07461 | Large Primary Tool Box | <p>Tools specially selected for class projects, all contained within a sturdy plastic Gratnells tray with lid.</p> <p><strong>Kit contains:</strong></p> <ul> <li>2 x Hand drills</li> <li>6 x Pin Hammers</li> <li>6 x Junior Hacksaws</li> <li>2 x G Clamp sets</li> <li>2 x 13 Piece Drill Bit Sets</li> <li>1 x Set of Screwdrivers</li> <li>1 x 160mm Combination Pliers</li> <li>1 x 160mm Pincer</li> <li>2 x Standard Bench Hooks</li> <li>2 x Cam lock Bench Hooks</li> <li>2 x Chunky Bench Hooks</li> <li>1 x Sandpaper Pack 10</li> <li>1 x Gratnells Tray and Lid</li> </ul> | 236.99 | EA | FVRATE20 | 1
Design & Technology | F4R07468 | G Clamps pack of 6 | <p>Pack of 6 forged G clamps.</p> <p>Set of 2 x 75mm, 2 x 50mm and 2 x 25mm clamps.</p> | 17.99 | PK | FVRATE20 | 1
Design & Technology | F4R07469 | Junior Hacksaw Pack 5 | <p>This popular mini saw is now available in packs of 5 or 20. Excellent classroom value.</p> | 22.99 | P 5 | FVRATE20 | 1
Design & Technology | F4R07471 | Bench Hook Small Pack Of 10 | <p>Pack of bench hooks suitable for woodworking.</p> <p>Consists of:</p> <ul> <li>Pack of 10,</li> <li>Available in 2 sizes: Small (180 x 120mm) and Large (135 x 200mm).</li> <li>Suitable for 10mm size wood,</li> <li>For use by older students</li> </ul> | 32.99 | P10 | FVRATE20 | 1
Design & Technology | F4R07472 | Spare Blades - Hacksaw Pk10 | <p>Pack of 10 spare blades for a junior hacksaw. Size 23cm x 8cm x 2cm</p> | 4.49 | PK | FVRATE20 | 1
Design & Technology | F4R07473 | Junior Hacksaw Bumper Pack | <p>This popular mini saw is now available in a pack of 20. Excellent classroom value.</p> | 54.99 | P20 | FVRATE20 | 1
Design & Technology | F4R07475 | Warding File Set | <p>200mm warding files set. 4 cross-sections: flat, half-round, round and square files.</p> <p>With soft grip handles. Set of 4.</p> | 19.99 | PK | FVRATE20 | 1
Design & Technology | F4R07476 | Screwdriver Set | <p>Set of 6 assorted sizes of screwdrivers.</p> | 5.99 | P 6 | FVRATE20 | 1
Design & Technology | F4R07477 | Mini Claw Hammer Metal Handle | <p>High quality mini claw hammer with metal handle. An excellent tool for small hands.</p> <p>Overall length: 260mm, Weight: 185g</p> | 13.49 | EA | FVRATE20 | 1
Design & Technology | F4R07478 | Pin Hammer | <p>Wooden handled pin hammer perfect for woodworking. Sold 110g Junior size. Hickory handle.</p> <p>Caution - The pin hammer is only intended to be used to tap at nails or pins. It is not a heavy duty hammer and the head should never be used as a lever.</p> | 9.29 | EA | FVRATE20 | 1
Modelling & Pottery | F4R07482 | Polystyrene Sheets 305x305x3mm Pk25 | <p>Polystyrene Printing Sheets are a safe alternative to printing with polymer blocks. Impressions can be made in the foam using blunt objects, though sharp tools may be used if necessary. </p> <ul> <li>Ideal for use as an introduction to block printing. </li> <li>Easily cut with knife or scissors. </li> <li>Sheet size 300 x 300 x 3mm.</li> </ul> | 22.49 | BOX | FVRATE20 | 1
Tape & Tack | F4R07484 | C-m Easytear Tape 24mmx66m Pk6 | <p>Our Classmates Easy Tear Tape offers outstanding reliability coupled with effortless application, making it a must-have for educational and office environments. This package includes 6 rolls, each with dimensions of 24mm x 66m, perfect for various tasks such as sealing packages, securing documents, and organising materials within classrooms and staff rooms.</p> <p>Crafted from premium biaxially oriented polypropylene (BOPP) film and coated with a strong acrylate adhesive, this clear tape guarantees a durable, long-lasting bond that won't degrade over time. Its easy-tear design allows for quick application without the need for scissors or tape dispensers, while the 75mm core is compatible with standard dispensers for seamless use.</p> <ul> <li>Each roll is 24mm x 66m, offering versatility for numerous applications.</li> <li>Clear tape ensures a tidy and professional presentation.</li> <li>Designed to be easily torn by hand for efficient use.</li> <li>Made from robust BOPP material with resilient acrylate adhesive.</li> <li>Compatible with standard dispensers, thanks to the 75mm core size.</li> <li>This pack of 6 rolls is ideal for maintaining a well-supplied workspace.</li> </ul> <p>Classmates Easy Tear Tape is the practical and dependable choice for all your everyday sealing and organisational needs, ensuring uninterrupted workflow in educational settings.</p> | 4.59 | P 6 | FVRATE20 | 1
Tape & Tack | F4R07485 | C-m Easytear Tape 18mmx33m Pk8 | <p>A great value, good quality polypropylene tape. Long lasting adhesive that will not dry out. 33m reel has a core size of 25mm.</p> <p>Material: Tape Basic: BOPP, Glue: Acrylate.</p> | 3.19 | P 8 | FVRATE20 | 1
Tape & Tack | F4R07486 | Sellotape 48mmx66m Pk6 Reel | <p>Sellotape Original Golden Sticky Tape is an office and household essential. It is an everyday solution for most sticking tasks, including wrapping presents, sticking paper, card, envelopes and all sorts of household objects. With Sellotape Original you won't come unwind. Sellotape is strong and sticky. In a comparison of adhesive tapes Sellotape has proven to be up to&nbsp; stickier and stronger than competitor products - "The Nation's favourite stationery tape".</p> <p>About Sellotape For more than 80 years Sellotape has been a household name. From taping up windows during the blitz to sticking together pictures, papers and documents. Sellotape is synonymous with everyday life from past to present. Sellotape is recognised as the sticky tape market leader, and even has its very own entry in the Oxford English Dictionary! Sellotape for all your sticking tape needs.</p> | 20.49 | PK | FVRATE20 | 1
Glues & Adhesives | F4R07489 | Plastic Paste Spreaders Narrow Pk12 | <p>Experience precision in your art and educational projects without the premium cost with Classmates Plastic Glue Spreaders. Measuring 11cm long, these narrow spreaders are expertly designed to ensure smooth and even glue application, making them an indispensable tool for both creative and classroom tasks.</p> <p>Primarily crafted for educators and students, these spreaders offer excellent control, allowing precise glue placement on a variety of surfaces. Their compact size is perfect for intricate work and reaching tight spaces commonly found in detailed designs and models.</p> <p>Made from robust, non-toxic plastic, the spreaders are safe for use by children and are effortlessly washable, promoting reuse and longevity. Ideal for classrooms, workshops, or home environments, their durability ensures they withstand the demands of educational settings.</p> <p>Each pack contains 12 meticulously crafted spreaders, providing ample resources for group activities or individual use. For a cohesive and seamless adhesive experience, pair them with your preferred Classmates glue to achieve optimal results in all your projects.</p> <p><strong>Key Features:</strong></p> <ul> <li>Set of 12 narrow glue spreaders, each measuring 11cm</li> <li>Designed for precise glue distribution</li> <li>Constructed from durable, non-toxic plastic</li> <li>Reusable and easy to clean</li> <li>Perfect for detailed art, craft projects, and educational use</li> </ul> <p>Invest in Classmates Plastic Glue Spreaders to achieve precision and affordability in your educational and crafting endeavours!</p> | 1.29 | P12 | FVRATE20 | 1
Paint | F4R07491 | Classmates Fluorescent Ass 600ml Pk6 | <p>Introduce a burst of vibrancy to your classroom art projects with our Classmates Premium Quality Ready Mixed Paint. Specifically designed for ease of use, this water-based, liquid poster paint offers both convenience and outstanding performance. With its ability to intermix and dry to an opaque finish, it's the ideal choice for educators looking to inspire creativity in students.</p> <p>Our fluorescent paint selection is rich, vibrant, and feel-good, with a creamy texture that ensures excellent coverage. The high-quality fluorescent pigments guarantee lasting brilliance, making every art project stand out.</p> <ul> <li>Features rich colour and a smooth, creamy consistency for effective application.</li> <li>Comprises high-quality fluorescent pigments for enhanced visibility.</li> <li>The convenient super-clear packaging with a flip-top cap facilitates easy dispensing and storage.</li> <li>Safe for children, being wheat, gluten, and latex-free.</li> <li>Excellent opacity supports detailed art creation.</li> </ul> <p>This pack includes 600ml bottles of the following colours: Fluorescent Red, Fluorescent Orange, Fluorescent Yellow, Fluorescent Green, Fluorescent Blue, and Fluorescent Pink, offering a broad spectrum of creative possibilities in the classroom or at home. The non-toxic preservatives further assure safety in artistic explorations.</p> <p>Kindly note that labelling may vary.</p> | 14.29 | P 6 | FVRATE20 | 1
Paint | F4R07493 | People Ready Mix Paint 6x600ml | <p>Splish, splosh, and create! Bring a splash of realism to your classroom creations with Classmates Ready Mixed Paint in Skin Tones. This handy pack of 6 (600ml) bottles is perfect for adding diverse and lifelike touches to your art projects.</p> <p>Each skin tone paint is a high-quality, water-based formula that offers thick, even coverage and dries to an opaque finish. These versatile colours mix beautifully with other Classmates paints, as well as PVA glue or water, giving students endless opportunities to experiment and explore their artistic vision.</p> <p>Our Classmates paints are crafted with safety in mind, free from toxins, wheat, latex, and gluten. The smooth, creamy texture ensures easy application, while the flip-top caps and wipe-clean bottles keep things neat and tidy, minimizing mess and spills.</p> <ul> <li>Great value pack of 6 (600ml each)</li> <li>Water-based for smooth application and easy clean-up</li> <li>Dries to an opaque finish with excellent coverage</li> <li>Non-toxic</li> <li>Convenient flip-top caps and wipe-clean bottles</li> <li>Ideal for adding realistic skin tones to your artwork</li> </ul> <p>Elevate your artistic endeavours with Classmates Ready Mixed Paint in Skin Tones and let your creativity flow with every brushstroke!</p> | 9.99 | P 6 | FVRATE20 | 1
Paint | F4R07494 | Cm Metallic Assorted 6x300ml | <p>Our Classmates "Premium Quality" Ready Mixed Paint is ready to use water-based, liquid poster paint. The paint is fully intermixable and dries into an opaque finish. It is rich and vibrant, has a thick texture with good coverage, making it a real pleasure to use.</p> <ul> <li>Rich colour with a smooth, creamy consistency.</li> <li>Contains high quality fluorescent pigments.</li> <li>Super-clear packaging with flip-top cap.</li> <li>Wheat and gluten free.</li> <li>Latex Free.</li> <li>Easy to work with, good opacity, pleasure to use.</li> <li>Vivid colour in the bottle.</li> <li>Convenient dispensing.</li> <li>Huge colour choice.</li> <li>Safe for children.</li> </ul> <p>This pack contains two each of different shades of Bronze, Silver and Gold.</p> <p>The preservatives in our Classmates Ready Mixed Paints are non-toxic and are wheat and gluten free.</p> <p>Please Note: Labelling may vary</p> | 18.99 | PK | FVRATE20 | 1
Painting & Printing Accessories | F4R07514 | Hog Hair Round Classpack Of 30 | <p>Get top-notch quality without the premium price tag with our Classmates Long Round Paintbrushes. This pack of 30 brushes offers an exceptional range of sizes and performance, perfect for all kinds of artistic adventures.</p> <p>Featuring hog hair bristles, these brushes are designed to hold and apply paint with precision. Each pack includes 10 brushes of each size&mdash;4, 8, and 12&mdash;so you&rsquo;ll have the right tool for every stroke. The brushes measure between 28.5cm and 34cm in length, providing ample reach for detailed work and broad coverage alike.</p> <p>The wood handles are comfortable to grip and built to withstand frequent use, making these brushes ideal for classroom or home art projects. Whether your class is painting large canvases or fine details, these brushes deliver high performance at an excellent value.</p> <ul> <li>Pack of 30 long round paintbrushes</li> <li>Assorted sizes: 10 each of sizes 4, 8, and 12</li> <li>Hog hair bristles for superior paint application</li> <li>Brush length: 28.5cm - 34cm</li> <li>Durable wood handles for comfort and longevity</li> </ul> <p>Choose Classmates Long Round Paintbrushes for a professional touch at a fraction of the cost, ensuring your creative projects are always on point.</p> | 13.49 | P30 | FVRATE20 | 1
Creative Papers | F4R07515 | Kolourfast Assorted Tissue Paper Pk480 | <p>This versatile craft resource is designed for all your general art and craft ideas. It&rsquo;s ideal for use with water and PVA. The pack contains a superb selection of quality tissue in 10 vibrant colours, including: scarlet, brown, yellow, dusty rose, purple, light pink, peach, holly green, light blue and navy blue. Sheet size: 762 x 508mm. Colours may vary.</p> | 22.49 | PKF | FVRATE20 | 1
Pens | F4R07516 | Edding 55 Fineliner Black Pk10 | <p>The 55 fineliner is a true classic in the edding range. It is the fineliner for any avid writer or artist and perfect for sketching, fine detailed drawings and for use with stencils. The fineliner has a robust metal-framed 0.3mm nib and black water-soluble ink. Black ink. Pack of 10.</p> | 8.49 | P10 | FVRATE20 | 1
Paper & Card | F4R07518 | Gbrill Col Art A2 Ast Pk250 | <p>Coloured Paper, 100gsm in weight. Pack includes 10 assorted bright colours. Pack of 250 sheets. A2. </p> <ul> <li>Great for kids who love drawing pictures</li> <li>Suitable for use with paints, crayons, pastels, colouring pencils & felt tips</li> </ul> | 28.99 | PKD | FVRATE20 | 1
Paper & Card | F4R07527 | Tencards A4 Pk200 | <p>Great value, all round purpose coloured card. Pack of 200 A4 sheets with 230 micron thickness. </p> <ul> <li>Ideal for card making, folding, collage, projects etc.</li> <li>A selection of striking colours, including light blue, light green, light orange, red, yellow, violet, dark orange, dark green and dark blue.</li> </ul> | 19.29 | PKC | FVRATE20 | 1
Drawing & Colouring | F4R07528 | Lakeland Colthin Pencils Pk24 | <p>Lakeland is the classic Derwent range of children's pencils, first made over 80 years ago. The Lakeland Colourthin Pencils are superior quality coloured pencils ideal for older children. The pencils feature a slim hexagonal barrel and thin core, making it perfect for more detailed work such as blending and fine illustration.</p> <ul> <li>Hexagonal barrel allows a firm grip, with greater control for detailed drawings.</li> <li>Slim 2.9mm colour strip sharpens to a fine, long lasting point that won't crumble during use.</li> <li>Soft and blendable.</li> <li>Self coloured barrels match colour strip precisely.</li> <li>Quality endorsed by Derwent.</li> <li>Colours specially selected to maximise creative potential.</li> <li>Contains colours; Zinc Yellow, Yellow, Orange, Red, Dark Red, Pink, Salmon Pink, Purple, Deep Purple, Ultramarine, Light Blue, Oriental Blue, Dark Blue, Bottle Green, Dark Green, Emerald Green, Light Green, Dark Brown, Light Brown, Chocolate, Yellow Ochre, Grey, Black and White.</li> </ul> | 9.69 | PK | FVRATE20 | 1
Drawing & Colouring | F4R07531 | Lakeland Colthin Pencils Pk360 | <p>Lakeland is the classic Derwent range of children's pencils, first made over 80 years ago. The Lakeland Colourthin Pencils are superior quality coloured pencils ideal for older children. The pencils feature a slim hexagonal barrel and thin core, making it perfect for more detailed work such as blending and fine illustration.</p> <ul> <li>Hexagonal barrel allows a firm grip, with greater control for detailed drawings.</li> <li>Slim 2.9mm colour strip sharpens to a fine, long lasting point that won't crumble during use.</li> <li>Soft and blendable.</li> <li>Self coloured barrels match colour strip precisely.</li> <li>Quality endorsed by Derwent.</li> <li>Colours specially selected to maximise creative potential.</li> <li>Contains colours; Yellow, Orange, Red, Pink, Purple, Light Blue, Dark Blue, Dark Green, Light Green, Dark Brown, Light Brown and Black.</li> </ul> | 83.49 | PK | FVRATE20 | 1
Creative Papers | F4R07533 | 200 Sheet Assorted Tissue Pk | <p>Enhance your creative activities with the Classmates Assorted Tissue Paper pack, specifically designed to inspire imagination in educational settings. This comprehensive assortment contains 200 sheets in 10 vibrant colours, perfect for igniting young minds and encouraging artistic expression.</p> <p>Each sheet measures a generous 762mm x 508mm, providing ample space for a variety of uses such as wrapping, crafting, and display decoration. Crafted from premium-quality tissue paper, these sheets are easy to manipulate&mdash;ideal for folding, cutting, and shaping&mdash;making them suitable for an array of educational and artistic undertakings.</p> <p>With a diverse palette of colours, you'll always have the right shade to complement your projects, whether for classroom displays or imaginative craft activities. Whether it&rsquo;s festive decorations or art lessons, this assortment ensures versatility and creativity are always at your fingertips.</p> <p><strong>Pack Features:</strong></p> <ul> <li>200 sheets of assorted, premium-quality tissue paper</li> <li>Available in 10 dynamic and inspiring colours</li> <li>Generous dimensions of 762mm x 508mm per sheet</li> <li>Easy to handle, perfect for diverse artistic and educational applications</li> <li>Suitable for various crafts and classroom activities</li> </ul> <p>Bring a burst of colour to your creative projects with Classmates Assorted Tissue Paper, where brilliant colours meet high-quality craftsmanship, fostering a fun and engaging learning environment.</p> | 13.29 | PKC | FVRATE20 | 1
Textiles | F4R07543 | Satin Ribbon 16 Spools X 120m | <p>Let creativity flow with a splash of sparkle and style! Our Classmates Satin Ribbon Spools come in a fabulous pack of 16, offering endless possibilities for your classroom or craft project. With two width sizes&mdash;3.2mm and 9.5mm&mdash;and a delightful range of 8 vibrant colours, each spool measures a generous 7.5m in length.</p> <p>Whether it&rsquo;s adding a finishing touch to a handmade card, decorating classroom projects, or creating beautiful bows, these satin ribbons are perfect for all kinds of artistic adventures. Their smooth, lustrous finish makes every project shine, while their versatile sizes cater to every crafting need.</p> <p>The pack features an assortment of bold and beautiful colours that can complement any theme or project:</p> <ul> <li>A total of 16 spools with 2 widths: 3.2mm and 9.5mm</li> <li>Each colour comes in a 7.5m length spool</li> <li>Includes 8 vibrant colours for endless creativity</li> <li>Ideal for decorating, crafting, and gift wrapping</li> </ul> <p>Unleash the full spectrum of imagination and craft with Classmates Satin Ribbons, where every colour tells a story and every project gets a touch of elegance!</p> | 13.99 | P16 | FVRATE20 | 1
Display Paper | F4R07553 | Foamboard White 5mm A1 Pk 5 | <p>West Design Foam Boards are made from eco-friendly board and can be incredibly versatile. These boards have a dense foam construction, to give you a cleaner cut and optimal support for your wonderful craft creations. Pack of 5, A1 Foam Boards with a 5mm thickness. </p> <ul> <li>Versatile with its many uses including model making, photo mounting, toy making and poster boards.</li> <li>Allows ink, paint and toppers to adhere to the surface easily compared with a more porous foam surface. </li> </ul> | 22.99 | P 5 | FVRATE20 | 1
Display Paper | F4R07554 | Foamboard Black 5mm A1 Pk 5 | <p>West Design Foam Boards are made from eco-friendly board and can be incredibly versatile. These boards have a dense foam construction, to give you a cleaner cut and optimal support for your wonderful craft creations. Pack of 5, A1 Foam Boards with a 5mm thickness. </p> <ul> <li>Versatile with its many uses including model making, photo mounting, toy making and poster boards.</li> <li>Allows ink, paint and toppers to adhere to the surface easily compared with a more porous foam surface. </li> </ul> | 22.99 | P 5 | FVRATE20 | 1
Textiles | F4R07558 | Hand Sewing Needles Pk50x5 | <p>5 packs of 50 hand sewing needles in assorted sizes. For hand sewing fine to heavy fabrics with fine to thick threads.</p> | 7.49 | P 5 | FVRATE20 | 1
Textiles | F4R07559 | 600 Dressmaker Pins 28mm | <p>Pack of 600 x 28mm dressmaking pins. </p> | 7.49 | EA | FVRATE20 | 1
Textiles | F4R07568 | White Cotton 10m Roll 152cm | <p>Plain white 100% cotton. Size: W1.52m x L10m. </p> | 42.79 | EA | FVRATE20 | 1
Textiles | F4R07569 | Prepared For Printing Cotton Pack | <p>Size: W990mm x L5m.Dimensions: Size: W99cm x L5m. </p> | 21.99 | EA | FVRATE20 | 1
Cleaning | F4R07573 | Cm Catering Tea Cloth Blue P10 | <p>These Blue Classmates Check Tea Cloths are perfect for any kitchen or catering environment!</p> <p>The traditional check blue colour complements any d&eacute;cor.</p> <ul> <li>530 x 760mm.</li> <li>Pack of 10</li> </ul> | 15.89 | PK | FVRATE20 | 1
Cleaning | F4R07575 | Catering Sponge Scourer Pk 10 | <p>Enhance your kitchen cleaning routine with the Robert Scott Catering Sponge Scourers, ideal for schools and educational institutions. These durable sponges offer a robust abrasive scouring pad perfect for tackling stubborn stains and grime, while the sponge backing efficiently absorbs debris, leaving surfaces spotless. Measuring 90 x 140mm, they are the perfect size for handling daily cleaning tasks with ease, helping maintain a pristine and hygienic environment.</p> <ul> <li>Dimensions: 90 x 140mm</li> <li>Pack contains 10 high-quality sponge scourers</li> <li>Ideal for catering and kitchen settings where maintaining cleanliness is key</li> <li>Combines durability and absorbency for effective cleaning</li> </ul> | 2.99 | PK | FVRATE20 | 1
Cleaning | F4R07577 | Washing Up Brush | <p>Washing Up Brush efficiently clean your pots, pans, and dishes. </p> <ul> <li>Size: L257 x W72 x H90mm</li> <li>Material: Plastic</li> <li>Filament material: Polypropylene</li> <li>Stiffness: Stiff</li> </ul> | 2.99 | EA | FVRATE20 | 1
Catering | F4R07580 | Cm Round Tip Safety Knife245mm | <p>We have teamed up with a leading UK manufacturer to develop this unique, patented anti-stab safety tipped knife. Greatly reduces the risk of potential stab or knife dropping injuries</p> <ul> <li>Complies to all British standards</li> <li>Dishwasher safe</li> <li>Knife 245mm/Blade 120mm</li> </ul> <p>*This item is an age-restricted product &ndash; to order please contact our customer service team by telephone or email.</p> | 11.89 | EA | FVRATE20 | 1
Catering | F4R07585 | Kitchen Scissors 178mm | <p>Manufactured from high quality steel for optimum performance, these Kitchen Scissors have polypropylene handles directly moulded onto the blades. </p> <ul> <li>Blade length: 178mm</li> <li>Dishwasher safe</li> <li>British made</li> <li>Designs may vary</li> <li>For each age restricted item, please contact our Customer Service Team to complete your purchase.</li> </ul> | 12.09 | EA | FVRATE20 | 1
Catering | F4R07588 | Cooks Knife 152mm Green Handle | <p>Manufactured from high quality steel for optimum performance, this Cook's Knife has a polypropylene handle directly moulded onto the blade.</p> <ul> <li>Length: 152mm</li> <li>Handle colour: Green</li> <li>Dishwasher safe</li> <li>British made</li> <li>Designs may vary</li> <li>For each age restricted item, please contact our Customer Service Team to complete your purchase</li> </ul> <p>*This item is an age-restricted product &ndash; to order please contact our customer service team by telephone or email.</p> | 15.29 | EA | FVRATE20 | 1
Catering | F4R07591 | Paring Knife 89mm Green Handle | <p>Manufactured from high quality steel for optimum performance, this Paring Knife has a polypropylene handle directly moulded onto the blade.</p> <ul> <li>Length: 89mm</li> <li>Handle colour: Green</li> <li>Dishwasher safe</li> <li>British made</li> <li>Designs may vary</li> </ul> <p>*This item is an age-restricted product &ndash; to order please contact our customer service team by telephone or email.</p> | 7.19 | EA | FVRATE20 | 1
Catering | F4R07615 | Y-shape Potato Peeler | <p>Our Y-Shape Potato Peeler is the ultimate tool for effortless and efficient peeling of potatoes, vegetables, and more. Designed for convenience, this peeler features a comfortable plastic handle and twin metal blades that make quick work of peeling tasks. With a compact length of 125mm, it's a handy addition to your kitchen toolkit. Here are the key features that make it a must-have:</p> <ul> <li>Twin Metal Blades: The Y-shape peeler boasts twin metal blades that effortlessly remove skins and peels, saving you time and effort in the kitchen.</li> <li>Comfortable Grip: The plastic handle provides a comfortable and secure grip, reducing hand fatigue during extended use.</li> <li>Versatile Use: Perfect for peeling a variety of ingredients, from potatoes to vegetables, this peeler is a versatile and indispensable kitchen companion.</li> </ul> | 4.49 | EA | FVRATE20 | 1
Catering | F4R07622 | Hand Operated Can Opener | <p>Our Hand-Operated Can Opener is the dependable kitchen tool designed for effortless can opening. Geared for ease of operation, this can opener is a must-have addition to your kitchen. Whether you're opening canned vegetables, soups, or other goods, this tool ensures a smooth and efficient process. Here are the key features that make it an essential kitchen companion:</p> <ul> <li>Effortless Operation: This can opener is geared for ease of use, requiring minimal effort to open cans of all sizes.</li> <li>Dependable Performance: Crafted for durability and precision, it reliably opens cans with efficiency and ease.</li> <li>Versatile Utility: Ideal for a wide range of can sizes and types, making it a versatile and indispensable kitchen tool.</li> <li>Manual Convenience: The hand-operated design allows you to have full control over the can opening process without the need for electricity or batteries.</li> </ul> | 8.59 | EA | FVRATE20 | 1
Catering | F4R07631 | Short Handled Triangular Spatula | <p>Short handled spatula, ideal for many tasks. Comfortable ergonomic design. </p> <ul> <li>Size: L280 x H50 x W61(max)</li> </ul> | 5.39 | EA | FVRATE20 | 1
Catering | F4R07634 | Glass Measuring Jug 0.5ltr | <p>This Pyrex&reg; Glass Measuring Jug is a trusted kitchen essential renowned for its quality and precision. Crafted from durable glass, this measuring jug is designed to provide accurate measurements and withstand the test of time. With a generous capacity of 0.5 litres (equivalent to 1 pint), it's the perfect companion for all your culinary needs. Here are the key features that set it apart:</p> <ul> <li>Superior Glass Construction: Made from high-quality glass, this measuring jug is built to last and resists staining and odours.</li> <li>Precise Measurements: The clear markings on the jug ensure precise and easy-to-read measurements for both litres and pints.</li> <li>Versatile Capacity: With a 0.5 litre (1pint) capacity, it's suitable for a wide range of cooking and baking tasks, from making sauces to mixing batter.</li> <li>Trusted Brand: Pyrex&reg; is a name synonymous with quality and reliability, making this measuring jug a staple in professional and home kitchens alike.</li> </ul> | 11.39 | EA | FVRATE20 | 1
Catering | F4R07636 | Plastic Strainer 150 Mm | <ul> <li>Plastic Strainer</li> <li>Polyethylene mesh</li> <li>Polypropylene frame</li> <li>Size: 150mm diameter</li> </ul> | 5.59 | EA | FVRATE20 | 1
Catering | F4R07637 | Stainless Steel Cutters Plain | <p>Set of 3 plain stainless steel pastry cutters. Perfect for making mince pies, tarts and mini quiches. </p> | 6.69 | PK | FVRATE20 | 1
Catering | F4R07638 | Stainless Steel Cutters Fluted | <p>Set of 3 fluted stainless steel pastry cutters. Perfect for making mince pies, tarts and mini quiches. </p> | 6.69 | PK | FVRATE20 | 1
Catering | F4R07639 | Plastic Measuring Jug. 0.5lt | <p>Lightweight but&nbsp;extremely durable products with easy-to-read imperial and metric measure&nbsp;scales in permanent print on clear polypropylene.</p> <ul> <li>0.5 litre/1 pint</li> <li>Dishwasher, microwave and freezer safe</li> <li>EU Food-Safe&nbsp;Certified</li> <li>Dry and liquid&nbsp;measures</li> <li>Can hold boiling hot&nbsp;liquids</li> <li>Manufactured with premium grade plastics to ensure durability</li> </ul> | 6.99 | EA | FVRATE20 | 1
Catering | F4R07640 | Plastic Measuring Jug 1ltr-2pt | <p>Our Plastic Measuring Jug is an essential kitchen tool designed to simplify your cooking and baking endeavours. This versatile measuring jug is crafted from durable plastic and boasts graduated markings in millilitres (ml), pints and fluid ounces (fl.oz.). With a substantial capacity of 1 litre (equivalent to 2 pints), it's the ideal companion for all your measuring needs. Here are the key features that set it apart:</p> <ul> <li>Durable Plastic Construction: Made from sturdy plastic, this measuring jug is built to withstand everyday use and is resistant to staining and odours.</li> <li>Multi-Marking Graduations: The jug's graduated markings in various units make it versatile and suitable for a wide range of recipes and ingredients.</li> <li>Generous Capacity: With a 1 litre (2 pint) capacity, it accommodates both small and large measurements with ease.</li> <li>Comprehensive Markings: The inclusion of sugar and flour measurements is a unique feature, making it exceptionally useful for baking enthusiasts.</li> </ul> <p>Elevate your cooking and baking precision with our Plastic Measuring Jug, a versatile and dependable tool that simplifies your measuring tasks and ensures accuracy, all in one.</p> | 6.49 | EA | FVRATE20 | 1
Catering | F4R07651 | Folding Gourmet Thermometer | <p>This thermometer features a folding probe and is both water resistant and easy to use. It is ideal for monitoring cooking, cooling and food holding temperatures as part of HACCP and health and safety procedures. </p> <ul> <li>Measurement range: -49.9 to 149.9°C with a 0.1°C resolution</li> <li>Incorporates 2 push button switches, max/min and on/off</li> </ul> | 24.99 | EA | FVRATE20 | 1
Catering | F4R07653 | Foil Container 197x105x49mm Case 500 | <p>Foil containers perfect for use in food tech classes.</p> <ul> <li>Rectangle</li> <li>197 x 105 x 49mm</li> <li>Case of 500</li> </ul> <p>*Lids sold separately*</p> | 74.99 | BOX | FVRATE20 | 1
Catering | F4R07654 | Foil Container Lids 197x105x49mm Cs 500 | <ul> <li>Foil container lids</li> <li>Foil containers available separately</li> <li>Size L197 x W105mm</li> <li>Pack of 500</li> </ul> | 34.99 | BOX | FVRATE20 | 1
Catering | F4R07658 | 45cm Cutting Edge Dispenser | <p>The fast and easy way to cut the 45cm refill rolls of cling film, aluminium foil and baking paper. </p> <p>Rolls not included. </p> | 95.79 | EA | FVRATE20 | 1
Catering | F4R07659 | 45cm Cling Film Refil 300m | <p>Use with dispenser for easy cutting to the size of your choice. </p> <ul> <li>450mm width, 300m long roll of clingfilm</li> </ul> <p> </p> | 40.99 | P 3 | FVRATE20 | 1
Glues & Adhesives | F4R07673 | Paste Spreaders Wide P10 | <p>Keep the mess of PVA, paint or paste to a minimum using these Classmates Plastic Glue Spreaders. </p> <ul> <li>Plastic.</li> <li>Washable.</li> <li>Length 14.5cm.</li> </ul> | 2.69 | P10 | FVRATE20 | 1
Catering | F4R07676 | Cm Round Tip Safety Knife190mm | <p>We have teamed up with a leading UK manufacturer to develop this unique, patented anti-stab safety tipped knife. Greatly reduces the risk of potential stab or knife dropping injuries.</p> <ul> <li>Complies to all British standards</li> <li>Dishwasher safe</li> <li>Knife 190mm/Blade 90mm</li> </ul> <p>*This item is an age-restricted product &ndash; to order please contact our customer service team by telephone or email.</p> | 9.99 | EA | FVRATE20 | 1
School Office & Post Room | F4R07677 | Classmates Rubber Bands 454g Assorted | <p>Introducing the Classmates Rubber Bands &ndash; versatile and essential for everyday use. Perfect for organising, bundling, or securing items, these rubber bands are designed to meet a variety of needs in both home and office environments.</p> <ul> <li>Assorted Sizes: Includes a range of sizes to handle different tasks and applications.</li> <li>454g Tub: Generous quantity ensures you have an ample supply for all your bundling needs.</li> <li>Natural Colour: Offers a neutral look that blends seamlessly with any environment.</li> </ul> <p>The Classmates Rubber Bands combine practicality with a reliable, high-quality design, making them an indispensable addition to your workspace or home office.</p> <p>*Warning: May contain natural rubber latex*</p> | 5.99 | PK | FVRATE20 | 1
Drawing & Colouring | F4R07678 | Classmates Colouring Pencils Pk12 | <p>Put the opportunity in their little hands to create something special. Classmates Assorted Colouring Pencils can bring their ideas to life, and with 12 vibrant colors to choose from, they'll have everything they need to produce amazing artwork.</p> <p>Perfect for nursery or classroom settings, these premium quality, non-toxic pencils are suitable for ages 3+. Each pencil is designed to be easy to handle for smaller hands while offering smooth, rich colouring that lasts through countless creative projects.</p> <p>This handy pack contains all the essential colours&mdash; Red, Blue, Sky blue ,Yellow, Green, Yellow Green ,Orange, Pink, Purple, Black, Brown, Flesh - giving children the freedom to explore their creativity in full colour.</p> <ul> <li>Handy pack of 12 assorted colours</li> <li>Suitable for ages 3+</li> <li>Smooth and rich pigments for vibrant colouring</li> <li>Durable and easy to handle for small hands</li> <li>Non-toxic and safe for everyday use</li> </ul> <p>Equip your classroom with Classmates Assorted Colouring Pencils and watch as little artists bring their colourful ideas to life.</p> | 1.89 | P12 | FVRATE20 | 1
Drawing & Colouring | F4R07679 | Classmates Colouring Pencils Pk36 | <p>Our new and improved Classmates Assorted Colouring Pencils are of a "Premium Quality".</p> <ul> <li>36 Assorted Colours</li> <li>Great classroom essentials.</li> </ul> | 3.79 | P36 | FVRATE20 | 1
Drawing & Colouring | F4R07680 | Classmates Colouring Pencils (144) | <p>Our new and improved "Premium Quality" Classmates Assorted Colouring Pencils are a Classroom essential.</p> <p>Supplied as 12 packs of 12.</p> <p>Contains one of each colour: Red, Blue, Sky blue ,Yellow, Green, Yellow Green ,Orange, Pink, Purple, Black, Brown, Flesh.</p> <p>Can also be purchased in a pack of 12 or 288.&nbsp;</p> | 13.99 | PHO | FVRATE20 | 1
Pens | F4R07681 | Classmates Fineliner Pensblack | <p>These fineliner pens are great for precise fine writing and drawing. Unbeatable quality to rival the best selling fineliners in the market at a fraction of the price, giving you great value for money. Durable nylon 0.4mm tip. Water based black ink. Black, pack of 10.</p> | 4.59 | P10 | FVRATE20 | 1
Pens | F4R07682 | Classmates Fineliner Pensblue | <p>These fineliner pens are great for precise fine writing and drawing. Unbeatable quality to rival the best selling fineliners in the market at a fraction of the price, giving you great value for money. Durable nylon 0.4mm tip. Water based ink. Blue, pack of 10. </p> | 4.59 | P10 | FVRATE20 | 1
Pens | F4R07683 | Classmates Fineliner Pensred | <p>These fineliner pens are great for precise fine writing and drawing. Unbeatable quality to rival the best selling fineliners in the market at a fraction of the price, giving you great value for money. Durable nylon 0.4mm tip. Water based ink. Red, pack of 10.</p> | 4.59 | P10 | FVRATE20 | 1
Pens | F4R07684 | Classmates Fineliner Pensgreen | <p>These fineliner pens are great for precise fine writing and drawing. Unbeatable quality to rival the best selling fineliners in the market at a fraction of the price, giving you great value for money. Durable nylon 0.4mm tip. Water based ink. Green, pack of 10.</p> | 4.59 | P10 | FVRATE20 | 1
Pens | F4R07685 | Classmates Fineliner Penspink | <p>These fineliner pens are great for precise fine writing and drawing. Unbeatable quality to rival the best selling fineliners in the market at a fraction of the price, giving you great value for money. Durable nylon 0.4mm tip. Water based ink. Pink, pack of 10.</p> | 4.59 | P10 | FVRATE20 | 1
Pens | F4R07686 | Classmates Fineliner Penspurple | <p>These fineliner pens are great for precise fine writing and drawing. Unbeatable quality to rival the best selling fineliners in the market at a fraction of the price, giving you great value for money. Durable nylon 0.4mm tip. Water based ink. Purple, pack 10.</p> | 4.59 | P10 | FVRATE20 | 1
Physics | F4R07784 | Spark Discharge | <p>The Spark Discharge Apparatus is an extremely visual and audible demonstration of the ionization of air caused by Alpha particles. As an Alpha source is moved along the brass mesh, Alpha particles ionize the air, causing a conductive path to form from the mesh to the conductor below, causing a shower of bright sparks and a crackling sound. Moving the source along the track clearly demonstrates that the sparks follow the source.</p> <ul> <li>Includes operating instructions.</li> </ul> <p>Requires the following equipment:</p> <ul> <li>An alpha radioactive source: B8A49591</li> <li>EHT (5kV) power supply - B8R02653</li> <li>EHT Safety Lead - B8R05926 &amp; B8R05927</li> </ul> | 65.99 | EA | FVRATE20 | 1
Physics | F4R07806 | Rayzer Lightbox | <p>Bring modern technology into your classroom with this raybox for the 21st century. </p> <p>This unit is for studying ray optics. It contains 3 laser diode modules. The power of each diode is less than 1mW and the wavelength is 650nm. </p> <p>The RayZer Lightbox is supplied with a plug top power supply and is mounted on a white plastic baseboard. The beams may be switched between one beam and three beams. </p> <p>Paper can be placed on top of the baseboard and the rays traced. If required the unit can be used with a 9V PP3 type battery and our battery connector. </p> <p>Classroom management is eased as no blackout is required to operate the RayZer. </p> <p>When the RayZer is switched to one beam and a diffraction grating is placed in the path of the beam the wavelength of the laser light can be calculated. </p> <p>The RayZer has been tested for safety and it is class 2 to the current versions of IEC 60825-1 and BSEN 60825-1. </p> <p>Full instructions are supplied. </p> <ul> <li>Wavelength: 650nm</li> <li>Laser Class: Class 2</li> <li>Diode Power: <1mW</li> </ul> <p>Associated Products include: </p> <ul> <li>Diffraction Gratings (B8A46279, B8A46280, B8A46231)</li> <li>Lens Set for RayZer Lightbox (B8R07807)</li> </ul> | 100.85 | EA | FVRATE20 | 1
Physics | F4R07807 | Lens Set | <p>This set of lenses, prisms and mirrors is intended for use with our RayZer Lightbox. The plastic lenses are 15mm thick. The base of each lens has been treated so that the passage of the beam can be clearly seen inside the plastic. </p> <p>The lens set comprises of: </p> <ul> <li>3 x prisms</li> <li>1 x rectangular block</li> <li>1 x circular block</li> <li>1 x semi-circular block</li> <li>1 x thin concave lens</li> <li>1 x wide concave lens</li> <li>1 x thin convex lens</li> <li>1 x wide convex lens</li> <li>2 x plane mirrors</li> <li>1 x concave/convex mirror</li> </ul> <p>The two plane mirrors enable reflection to be studied and the parabolic mirror is for demonstrating the focussing of the three parallel rays or turning it round the other way to show the diverging of the rays. </p> <p>This set should enable general basic school optics to be studied. </p> <ul> <li>The RayZer Lightbox is available to purchase separately (B8R07806).</li> </ul> | 56.45 | EA | FVRATE20 | 1
Physics | F4R07817 | Bek Voltmeter | <p>The Unilab BEK Voltmeter is a new addition to the Unilab Basic Electricity Kit. This simple, miniature Voltmeter is an ideal way to make Voltage measurements in electrical circuits.</p> <p>Specification:</p> <ul> <li>Resolution: 10 mV</li> <li>Accuracy: &plusmn;2%</li> <li>Input Impedance: 1M&Omega;</li> <li>Connectors: 4mm</li> <li>Battery Life: 300 hours (Typ)</li> <li>Battery: 2 x AG13</li> <li>Maximum Voltage: 20V dc</li> </ul> <p>Dimensions:&nbsp;(L)60mm x (H)20mm x (W)30mm</p> <p>BEK Digital Ammeter is also available (B8R07818).</p> | 16.45 | EA | FVRATE20 | 1
Physics | F4R07818 | Bek Ammeter | <p>The Unilab BEK Ammeter is a new addition to the Unilab Basic Electricity Kit range. This simple, miniature Ammeter is an ideal way to make current measurements in electrical circuits. If the maximum current of 2A is exceeded, the Ammeter will automatically limit the current to 0.5A (Typ) and will reset automatically when the short circuit is removed.</p> <p>Specification:</p> <ul> <li>Resolution: 10 mA</li> <li>Accuracy: &plusmn;2%</li> <li>Input impedance: 300 m&Omega;</li> <li>Connectors: 4mm</li> <li>Battery life: 300 hours (Typ)</li> <li>Battery: 2 x AG13</li> <li>Maximum current: 2A dc</li> </ul> <p>Dimensions:&nbsp;(L)60mm x (H)20mm x (W)30mm</p> <p>BEK Digital Voltmeter is also available (B8R07817).</p> | 16.45 | EA | FVRATE20 | 1
Physics | F4R07827 | Coloured Acetate | <p>Pack of 5 A4 sized sheets of coloured acetate. The sheets are easily cut to make filters for colour experiments. Ideal for exploring colour-mixing and using with other colour and light resources on a light panel.</p> <ul> <li>One sheet each of Green, Blue, Yellow, Orange and Red.</li> <li>Size: 300mm x 210mm.</li> </ul> | 5.89 | EA | FVRATE20 | 1
Physics | F4R07905 | Ut139b True Rms Digital Multimeter | <p>UNI-T's UT139B is a True RMS Auto Range Digital Multimeter with 4000 display count and 1kHz bandwidth, featuring VFC, NCV, Max/Min/Rel measurements.</p> <p>UT139B digital multimeter is newly designed to offer users better performance and higher safety rating. Total over-load protection and unique structural design make it a new type of multimeter with high performance/ price ratio and a best choice for electricians used in electrical maintenance and repairing.&nbsp; Suitable for high level use in education.</p> <p>The meter can measure AC/DC Voltage and Current, variable frequency voltage (V.F.C.), resistance, diode, circuit on-off, capacitance, frequency ratio.</p> <p>Main features:</p> <ul> <li>MAX/MIN/REL modes</li> <li>Data hold, LED backlight, auto power off</li> <li>VFC: low pass filter</li> <li>Full range protection (600V)</li> <li>True RMS</li> <li>NCV</li> <li>Auto/manual ranges selectable</li> </ul> | 49.95 | EA | FVRATE20 | 1
Physics | F4R08077 | Large Needle Electroscope | <p>This extra-large needle electroscope is ideal for classroom demonstrations of electrostatic principles.</p> <p>A light-weight metal vane is used as a pointer in the electroscope.</p> <p>This light-weight metal blade deflects when the electroscope plate is charged.</p> <p>A transparent scale is provided to measure the angle of the deflection.</p> <p>The front glass window slides up to allow insertion of ionizing material in the chamber.</p> <ul> <li>Assembled, the electroscope measures: 250mm x 200mm x 120mm.</li> </ul> <p>Associated Products include:</p> <ul> <li>Electrostatic Rods&nbsp;</li> <li>Dusters</li> <li>Zinc Plate</li> <li>UVC Lamp</li> </ul> | 40.95 | EA | FVRATE20 | 1
Physics | F4R08084 | 1000uf Capacitor 25v | <p>BEK Capacitor mounted on a yellow baseplate with sockets to accommodate the connection of 4mm plug leads. Excellent for general circuit work.</p> <ul> <li>Capacitor: 1000&micro;F</li> <li>Voltage: 25V</li> </ul> <p><em>WARNING: This device stores electrical energy in an electric field and can become harmful if it is not used appropriately. Electrolytic capacitors are polarised devices. The voltage connected to the anode (+) must be higher than the voltage connected to the cathode (-). If a voltage is connected in reverse polarity, the component will fail; this may cause overheating and explosion.</em></p> | 2.85 | EA | FVRATE20 | 1
Physics | F4R08085 | On-off Switch | <p>BEK On/Off Switch mounted on a yellow baseplate with sockets to accommodate the connection of 4mm plug leads.</p> <p>Excellent for general circuit work.</p> | 2.85 | EA | FVRATE20 | 1
Physics | F4R08098 | Spectrum Tube Holder | <p>This Spectrum Tube Holder has its own power supply and is fitted with a safety door.</p> <p>Designed for use with 260mm long spectrum tubes, firmly preventing the user from touching the electrodes.</p> <p>The matt black colour eliminates the distracting ambient light and the soft spring action protect the tubes from breakages.</p> <p>Spectrum Tubes are not included.</p> <ul> <li>Operates on 220V AC via the Mains Supply.</li> <li>Full instructions supplied.</li> </ul> <p><strong>Technical Specifications:</strong></p> <ul> <li>Input Power: 220V AC, 50Hz</li> <li>Output Rated: 5000V - without Spectrum Tube, 1000V at 10mA with Spectrum Tube</li> <li>Operating Temperature: 10&deg;C - 40&deg;C</li> <li>Storage Temperature: -20&deg;C - 40&deg;C</li> </ul> <p>Available Spectrum Tubes include:</p> <ul> <li>Argon - B8R06989</li> <li>Helium - B8R06986</li> <li>Hydrogen - B8A46539</li> <li>Krypton - B8R06991</li> <li>Mercury Vapour - B8R06990</li> <li>Neon - B8A46565</li> <li>Nitrogen - B8A46541</li> <li>Oxygen - B8A46553</li> <li>Xenon - B8R06992</li> </ul> <p>There is also a bundle of 4 tubes available - B8R06832 - including Hydrogen, Nitrogen, Oxygen, Neon</p> <ul> <li>Diffraction Spectroscope available separately: B8A81802</li> </ul> | 162.25 | EA | FVRATE20 | 1
Physics | F4R08122 | 4700uf Capacitor 25v | <p>BEK Capacitor mounted on a yellow baseplate with sockets to accommodate the connection of 4mm plug leads. Excellent for general circuit work.</p> <ul> <li>Capacitor: 4700&micro;F</li> <li>Voltage: 25V</li> </ul> <p><em>WARNING: This device stores electrical energy in an electric field and can become harmful if it is not used appropriately. Electrolytic capacitors are polarised devices. The voltage connected to the anode (+) must be higher than the voltage connected to the cathode (-). If a voltage is connected in reverse polarity, the component will fail; this may cause overheating and explosion.</em></p> | 2.85 | EA | FVRATE20 | 1
Physics | F4R08129 | Mains Coil | <p>This BSEN 61010 compliant mains coil, when used with the current version of the Dissectible Transformer (B8H26564) and Induction Accessories Set (B8H26606) provides the necessary power for the nail melting and Thomson's rings demonstrations.</p> <p>Technical Specification:</p> <ul> <li>Input Voltage: 230V a.c. (max)</li> <li>Number of Turns: 1000</li> <li>Impedance: 13.5&Omega;</li> <li>Current: 1A (max)</li> <li>Dimensions of Central Aperture: 40mm x 40mm</li> <li>Overall Height: 70mm</li> </ul> <p>Associated Products:</p> <ul> <li>Dissectible Transformer - B8H26564</li> <li>Induction Accessory Kit - B8H26606</li> </ul> | 42.59 | EA | FVRATE20 | 1
Glues & Adhesives | F4R08181 | Classmates Glue Sticks 20g P12 | <p>Enhance your classroom's creative experience with our Classmates Glue Sticks. Offering the reliability of top-tier brands at a fraction of the cost, this pack includes 12 x 20g sticks, designed with educators and children in mind. Enjoy outstanding adhesive performance, independently verified to surpass expectations in key areas such as glue strength and ease of use.*</p> <p>These glue sticks are perfect for a range of educational projects, effortlessly adhering to paper, card, pom poms, felt, and ribbons. The clear-drying formula ensures a neat finish, and the ability to reposition materials makes them ideal for precision work and classroom activities.</p> <p>Safe and suitable for children aged 3 and up, our glue sticks are non-toxic, solvent-free, and wash easily from skin and clothing. This ensures peace of mind for teachers and parents alike. Plus, each glue stick is encased in a 100% recyclable container, supporting your school's commitment to eco-friendly practices.</p> <p>This economical pack of 12 not only delivers excellent value for daily classroom use but also aligns with educational and budgetary needs. For more specific requirements, we also offer options in smaller (10g) and larger (40g) sizes.</p> <ul> <li>Pack of 12 x 20g glue sticks offering excellent value</li> <li>Child-safe: non-toxic, solvent-free, and easy to clean</li> <li>Clear-drying, allowing for repositioning and accurate application</li> <li>100% recyclable containers supporting sustainability initiatives</li> <li>Available in various sizes to suit different needs</li> </ul> <p>Choose Classmates Glue Sticks for a budget-friendly adhesive solution that meets classroom demands without compromise.</p> <p>*Classmates Glue Sticks achieved top ratings in crucial areas, including adhesive strength and product container quality, following independent testing in June 2023.</p> | 5.49 | P12 | FVRATE20 | 1
Glues & Adhesives | F4R08182 | Classmates Glue Sticks 40g P12 | <p>Discover the perfect adhesive solution with our Classmates Glue Sticks, ideal for any educational environment from nurseries to schools. This pack of 12 x 40g glue sticks combines value with reliability, providing excellent adhesive performance that is competitively matched against leading brands.</p> <p>Designed for versatility, these glue sticks are perfect for a broad range of creative activities. They glide smoothly over materials such as paper, cardboard, pom poms, felt, and ribbons. With a quick-drying, clear finish, they ensure precision and neatness in every project, and allow you to reposition materials with ease.</p> <p>Children aged 3 and above can use these glue sticks safely, as they are non-toxic, solvent-free, and easily washable from both skin and clothing, ensuring peace of mind for educators and caregivers alike. Plus, each stick comes in a 100% recyclable container, supporting sustainability efforts in your classroom.</p> <p>Offering 12 large 40g sticks, this pack provides outstanding value and longevity for daily use, be it in crafts, lessons, or presentations. For more detailed work, consider our smaller 10g or 20g glue stick options.</p> <ul> <li>Set of 12 x 40g glue sticks, designed for extensive use</li> <li>Non-toxic, solvent-free, and safe for young children</li> <li>Dries clear and supports repositioning</li> <li>Effortlessly washable from skin and clothes</li> <li>Environmentally friendly with recyclable containers</li> <li>Available in alternative sizes for varied applications</li> </ul> <p>Opt for Classmates Glue Sticks&mdash;an affordable, dependable adhesive that delivers consistently for educational tasks without compromising quality.</p> <p>*Classmates Glue Sticks ranked highest in categories of adhesive strength, container quality, and application coverage in independent testing conducted in June 2023.</p> | 8.99 | P12 | FVRATE20 | 1
Cleaning | F4R08212 | Cm Pine Disinfectant 2x5l | <ul> <li>High performance QAC disinfectant</li> <li>Cleans surfaces, disinfects, and deodorises in one action</li> <li>Pine fragrance&nbsp;</li> <li>Case of 2 x 5 litres&nbsp;</li> </ul> | 10.99 | BOX | FVRATE20 | 1
Computing & ICT | F4R08213 | Micro Bit Storage Case | <p>So, you've invested in BBC micro:bits and now you need a place to keep them. Gratnalls micro:bit Storage Case is just the thing. No longer will you need to suffer micro:bits strewn across the classroom with this handy carry case. It comes with foam and dividers to create 24 compartments for BBC micro:bits. Because this is a Gratnells SmartCase, you get the added benefit of fitting it on runners in all standard school furniture.</p> <ul> <li>Pack away up to 24 micro:bits safely and neatly.</li> <li>Fit the case on any standard school furniture for handy storage.</li> <li>Protect your micro:bits from damage in transit and when storing.</li> </ul> <p>Please note BBC micro:bits not included.</p> | 20.99 | EA | FVRATE20 | 1
Appliances | P8R05650 | Ultrasonic 1l Water Bath | <p>Ultrasonic 1L Bath </p> <p>Compact analogue controlled range of ultrasonic baths providing a high standard of reliable and effective ultrasonic technology. The bath comes in a great value for money package, with M2 cleaning solution, stainless steel basket and ABS plastic lid included as standard. </p> <ul> <li>Excellent entry level ultrasonic bath</li> <li>Fast, effective, efficient, easy and safe cleaning and processing of diverse instruments, components and solutions</li> <li>Supplied with stainless steel basket and ABS plastic lid as standard</li> <li>One bottle of M2 ultrasonic cleaning solution included as standard</li> <li>Robust design offers outstanding durability and reliability</li> <li>Control panel easy to operate even when wearing gloves</li> <li><strong>This model is unheated</strong></li> <li>Timer control from 0-15 minutes</li> <li>Ergonomic plastic lid - Reduces noise volume and minimises potential of aerosol escape.</li> <li>Stainless steel basket - Designed specifically to generate maximum ultrasonic activity, prevent items resting on the tank and prevent operators coming into contact with chemical solutions</li> <li>Stainless steel basket and ABS plastic lid forms a drip collection unit to collect excess liquid when the basket is removed from tank</li> <li>1 Litre</li> <li>Size: (h x d x w) 200 x 185 x 198mm</li> </ul> | 505.55 | EA | FVRATE20 | 1
Appliances | P8R05659 | Unstirred Digital Thermo 18L Water Bath | <p>JBN Unstirred Digital Thermo Water Bath - JBN18 </p> <p>General purpose water baths with stable temperature control, simple interface and fast heat-up. A base tray and lid included as standard. </p> <ul> <li>Temperature range ambient +5°C to 95°C operation</li> <li>Stability: ±0.5°C</li> <li>Unique Set and Forget<strong>®</strong> technology - fast heat-up, reliable temperature control</li> <li>Simple, intuitive controls - quick and easy to set temperature</li> <li>Practical front panel lock - disables front panel controls preventing unintentional changes</li> <li>Suitable for use with heat transfer beads</li> <li>Drain tap on 12L, 18L and 26L baths</li> <li>3 year warranty</li> <li>UK design and manufacture</li> <li>Drain tap, tray and lid included</li> <li>Advanced dry start and run dry protection - prevents costly service repairs</li> <li>Size: 18 Litres</li> <li>Dimensions: 335 x 275 x 590mm</li> </ul> | 797.95 | EA | FVRATE20 | 1
Filing & Folders | PH100994 | Multipunched Zip Wallets Pk30 | <ul> <li>A4 multi-punched zip wallets</li> <li>For holding artwork and paperwork</li> <li>Suitable for most ring binders and lever arch files</li> <li>Assorted pack contains 6 each of blue, green, red, orange and yellow</li> <li>Size: 320 x 230mm</li> <li>Pack of 30</li> </ul> | 29.99 | P30 | FVRATE20 | 1
Filing & Folders | PH1247951 | CM Cutflush Folders Clear P100 | <ul> <li>A4 polypropylene folders lightly embossed to reduce glare</li> <li>Photocopy safe</li> <li>Top and side opening with thumb hole</li> <li>Clear</li> <li>Also available as an assorted colour pack</li> <li>Pack of 100</li> </ul> | 11.99 | PHA | FVRATE20 | 1
Filing & Folders | PH1247952 | CM Cutflush Folders Asst P100 | <ul> <li>A4 polypropylene folders lightly embossed to reduce glare</li> <li>Photocopy safe</li> <li>Top and side opening with thumb hole</li> <li>Assorted pack containing 20 each of blue, green, red, yellow and clear</li> <li>Also available in clear</li> <li>Pack of 100</li> </ul> | 11.99 | PHA | FVRATE20 | 1
Filing & Folders | PH1247961 | Classmates Document Wallets Assort | <p>Enhance the organisation of your school, nursery, or office with the Classmates Document Wallets. Crafted for value, durability, and ease of use, these wallets are essential for managing projects, assignments, and other educational documents efficiently.</p> <p>This pack includes 50 foolscap-sized wallets, each made from durable 250gsm board, featuring a practical half flap and an expandable gusset accommodating up to 35mm of documents. The assorted vibrant colours not only lend a professional appearance but also facilitate efficient colour-coding. This design is perfect for maintaining an orderly filing system for various educational papers, reports, coursework, and day-to-day paperwork.</p> <ul> <li><strong>Foolscap Size:</strong>&nbsp;Large enough to accommodate bigger projects and essential documents without hassle.</li> <li><strong>Sturdy 250gsm Board:</strong>&nbsp;Ensures strong protection and longevity for all important paperwork.</li> <li><strong>Practical Half Flap and Expanding Gusset:</strong>&nbsp;Designed to expand up to 35mm, offering ample space for organised filing.</li> <li><strong>Perfect for Educational Settings:</strong>&nbsp;Ideal for organising coursework, student records, reports, and essential documents.</li> <li><strong>Bulk Pack of 50:</strong>&nbsp;Offers excellent value, catering to the extensive filing demands in educational environments.</li> <li><strong>Assorted Colours:</strong>&nbsp;Enhance filing efficiency with 10 each of orange, red, yellow, blue, and green for easy identification and sorting.</li> </ul> <p>Classmates Document Wallets: a smart choice for creating a tidy, efficient, and colourful filing system !.</p> | 8.49 | P50 | FVRATE20 | 1
Filing & Folders | PH1247962 | Classmates Document Wallets Blue | <p>Efficiently organise your educational materials and coursework with the Classmates Document Wallet, a must-have for any school or learning environment. These durable manilla wallets are designed to safeguard your vital documents while keeping them easily accessible for both educators and students.</p> <p>This pack contains 50 foolscap-sized wallets, constructed from sturdy 250gsm board. The practical half flap and expanding gusset can accommodate up to 35mm of papers, ensuring ample space for bulkier projects or extensive reports. The stylish blue colour not only adds a professional touch but also aids in colour-coded filing systems to enhance organisation.</p> <ul> <li><strong>Foolscap Size:</strong>&nbsp;Perfect for larger educational documents, pupils' projects, and worksheets.</li> <li><strong>Robust Material:</strong>&nbsp;Made with 250gsm board for enhanced protection and longevity.</li> <li><strong>Expandable Design:</strong>&nbsp;Features a half flap and expanding gusset, providing extra room for up to 35mm of paperwork.</li> <li><strong>Educational Filing:</strong>&nbsp;Ideal for neatly storing coursework, student reports, and vital school documents.</li> <li><strong>Value Pack:</strong> Includes 50 wallets, offering exceptional value for bulk organisational needs.</li> </ul> <p>The Classmates Document Wallet - Foolscap - Blue - Pack of 50 supports a streamlined and efficient filing system, making it an excellent choice for educational settings where organisation is key.</p> | 8.49 | P50 | FVRATE20 | 1
Filing & Folders | PH1247963 | Classmates Document Wallets Buff | <ul> <li>Value for money manilla wallet</li> <li>Foolscap</li> <li>250gsm board</li> <li>Half flap and expanding gusset to 35mm</li> <li>Ideal for filing projects or retaining course work</li> <li>Buff</li> <li>Also available in blue, green, grey, orange, pink, red and yellow</li> <li>Also available in an assorted pack containing 10 each of blue, green, orange, red and yellow</li> <li>Pack of 50</li> </ul> | 8.49 | P50 | FVRATE20 | 1
Filing & Folders | PH1247964 | Classmates Document Wallets Green | <p>Effortlessly organise projects, coursework, and important documents with the Classmates Document Wallets in a professional green hue. Crafted with value and durability in mind, these manilla wallets are essential for maintaining an orderly educational or office environment.</p> <p>This pack includes 50 robust foolscap-sized wallets, designed from sturdy 250gsm board. Each wallet features a practical half flap and an expanding gusset that accommodates up to 35mm of documents, making them an excellent choice for managing larger files and diverse paperwork.</p> <ul> <li><strong>Foolscap Size:</strong>&nbsp;Specifically sized for larger documents, reports, and projects.</li> <li><strong>Durable 250gsm Board:</strong>&nbsp;Ensures robust protection and long-lasting use.</li> <li><strong>Half Flap and Expanding Gusset:</strong>&nbsp;Expands up to 35mm, offering substantial capacity for bulky materials.</li> <li><strong>Professional Filing Solution:</strong>&nbsp;Ideal for organising coursework, office reports, and important school documents efficiently.</li> <li><strong>Bulk Pack of 50:</strong>&nbsp;Provides excellent value for large-scale filing requirements in educational and office settings.</li> </ul> <p>The Classmates Document Wallet - Foolscap - Green - Pack of 50 is the ideal solution for creating an efficient and stylish filing system, particularly suited to schools and offices seeking reliability and practicality in their stationery supplies.</p> | 8.49 | P50 | FVRATE20 | 1
Filing & Folders | PH1247965 | Classmates Document Wallets Grey | <ul> <li>Value for money manilla wallet</li> <li>Foolscap</li> <li>250gsm board</li> <li>Half flap and expanding gusset to 35mm</li> <li>Ideal for filing projects or retaining course work</li> <li>Grey</li> <li>Also available in buff, green, blue, orange, pink, red and yellow</li> <li>Also available in an assorted pack containing 10 each of blue, green, orange, red and yellow</li> <li>Pack of 50</li> </ul> | 8.49 | P50 | FVRATE20 | 1
Filing & Folders | PH1247966 | Classmates Document Wallets Orange | <ul> <li>Value for money manilla wallet</li> <li>Foolscap</li> <li>250gsm board</li> <li>Half flap and expanding gusset to 35mm</li> <li>Ideal for filing projects or retaining course work</li> <li>Orange</li> <li>Also available in buff, green, grey, blue, pink, red and yellow</li> <li>Also available in an assorted pack containing 10 each of blue, green, orange, red and yellow</li> <li>Pack of 50</li> </ul> | 8.49 | P50 | FVRATE20 | 1
Filing & Folders | PH1247967 | Classmates Document Wallets Pink | <ul> <li>Value for money manilla wallet</li> <li>Foolscap</li> <li>250gsm board</li> <li>Half flap and expanding gusset to 35mm</li> <li>Ideal for filing projects or retaining course work</li> <li>Pink</li> <li>Also available in buff, green, grey, orange, blue, red and yellow</li> <li>Also available in an assorted pack containing 10 each of blue, green, orange, red and yellow</li> <li>Pack of 50</li> </ul> | 8.49 | P50 | FVRATE20 | 1
Filing & Folders | PH1247968 | Classmates Document Wallets Red | <p>Effortlessly organise projects and coursework with the Classmates Document Wallet, designed specifically for educational environments. These durable manilla wallets are essential to keep your important documents secure and easily accessible, ensuring peace of mind for teachers and school administrators.</p> <p>This pack includes 50 foolscap-sized wallets crafted from sturdy 250gsm board. Each wallet features a practical half flap and an expanding gusset, accommodating up to 35mm of documents. The vibrant red colour not only adds a touch of professionalism but also makes categorisation straightforward, ideal for filing projects, retaining coursework, or organising paperwork with ease.</p> <ul> <li><strong>Foolscap Size:</strong>&nbsp;Adequately sized for larger documents, artwork, and comprehensive projects.</li> <li><strong>250gsm Board:</strong>&nbsp;Offers strong protection to withstand daily use in busy educational settings.</li> <li><strong>Half Flap and Expanding Gusset:</strong>&nbsp;Expands up to 35mm, allowing substantial paperwork management.</li> <li><strong>Perfect for Filing:</strong>&nbsp;Organise coursework, reports, and other significant documents efficiently.</li> <li><strong>Pack of 50:</strong> Provides excellent value and meets the demands of bulk filing needs in schools and offices.</li> </ul> <p>The Classmates Document Wallet - Foolscap - Red - Pack of 50, is the practical choice for an efficient and aesthetically pleasing filing system!</p> | 8.49 | P50 | FVRATE20 | 1
Filing & Folders | PH1247972 | Classmates Document Wallets Yellow | <p>Keep your coursework, projects, and important documents neatly organised with the Classmates Document Wallet. Crafted from durable 250gsm manilla board, these foolscap-sized wallets feature an expanding gusset that can accommodate up to 35mm of paperwork, supporting a growing compilation of academic resources.</p> <p>The half flap design ensures easy access to your documents while providing a secure closure when stored. Available in a vibrant yellow to aid in colour-coding and quick identification, these wallets are perfect for teachers, students, and administrators alike. For those seeking variety, this pack of 50 is also available in additional colours including buff, green, grey, orange, pink, and red, as well as an assorted pack with blue, green, orange, and red variations.</p> <p>Whether it's for maintaining organisation in classrooms, offices, or at home, the Classmates Document Wallet is an essential stationery item suitable for a wide range of educational settings. Experience the simplicity and efficiency of managing your documents with precision and ease.</p> | 8.49 | P50 | FVRATE20 | 1
Filing & Folders | PH1489819 | Classmates Popper Wallets - Clear | <p>Foolscap translucent popper wallets with a fold over flap and co-ordinating press stud to keep contents secure.</p> <ul> <li>360mm x 240mm</li> <li>Clear</li> <li>Pack of 5</li> <li>Also available as an assorted pack of 5 containing 1 of each red, blue, yellow, green and clear</li> <li>Also available as a bulk pack of 40 assorted colours (8 of each colour)</li> </ul> | 6.99 | P 5 | FVRATE20 | 1
Filing & Folders | PH1489821 | Classmates Popper Wallets - Assorted | <p>Foolscap translucent popper wallets with a fold over flap and co-ordinating press stud to keep contents secure.</p> <ul> <li>Assorted</li> <li>Pack of 5</li> <li>Also available as a clear pack of 5</li> <li>Also available as a bulk pack of 40 assorted colours (8 of each colour)</li> <li>Colours co-ordinate with both the Classmates Display Books and Zip Bags</li> </ul> | 6.99 | P 5 | FVRATE20 | 1
Filing & Folders | PH1489823 | CM Foolscap Popper Wallets Asst P40 | <p>Foolscap translucent popper wallets with a fold over flap and co-ordinating press stud to keep contents secure.</p> <ul> <li>Assorted</li> <li>Pack of 40 (10 of each colour - red, blue, yellow and green)</li> <li>Also available an assorted pack of 5 (1 of each colour)</li> <li>Also available a clear pack of 5</li> <li>Colours co-ordinate with both the Classmates Display Books and Zip Bags</li> </ul> | 24.99 | P40 | FVRATE20 | 1
Hygiene | PH1584454 | Centrefeed Dispenser | <ul> <li>Dispenser for Classmates blue centrefeed tissue</li> <li>Made from tough ABS plastic</li> </ul> | 29.99 | EA | FVRATE20 | 1
First Aid | PH1595097 | Eye Pad Dressing With Bandage | <ul> <li>Low adherent sterile eye pad.</li> <li>Thick, comfortable and attached to continuous stretch bandage.</li> <li>The dressing pad has a low adherent contact layer, designed not to stick.</li> <li>Suitable for replacement in all HSE first aid kits.</li> <li>All versions are individually wrapped and sterile.</li> <li>Pack of 10.&nbsp;</li> </ul> | 5.99 | P10 | FVRATE20 | 1
Site Maintenance | PH1675294 | Button Cell Alkaline Lr44 | <p>LR44 batteries, also known as either AG13 or A76 batteries and are a very popular type of battery</p> <ul> <li>Ideal for use in devices such as calculators, small electronic toys, and digital thermometers.</li> <li>Alkaline</li> <li>Pack 10</li> </ul> | 3.99 | P10 | FVRATE20 | 1
Site Maintenance | PH1675296 | Battery Button Cell Lithium Cr2032 | <ul> <li>Ideal for many small electronic devices, such as watches, digital cameras, computer memory units, calculators, etc.</li> <li>Works well across a wide range of temperatures and offers a very stable source of power</li> </ul> | 3.99 | P 5 | FVRATE20 | 1
Site Maintenance | PH1675298 | Battery Alkaline Manganese Size Aa | <ul> <li>1.5V Battery</li> <li>Alkaline Manganese</li> <li>LR6</li> <li>Size AA</li> <li>Pack of 4</li> </ul> | 3.19 | P 4 | FVRATE20 | 1
Site Maintenance | PH1675300 | Battery Alkaline Manganese Size Aaa | <ul> <li>1.5V Battery Alkaline Manganese</li> <li>Size AAA</li> <li>LR03</li> <li>Pack of 4</li> </ul> | 2.99 | P 4 | FVRATE20 | 1
Site Maintenance | PH1675302 | Battery Alkaline Manganese Size C | <ul> <li>Battery Alkaline Manganese</li> <li>Size C</li> <li>LR14</li> <li>Pack of 2</li> </ul> | 2.99 | P 2 | FVRATE20 | 1
Site Maintenance | PH1675304 | Battery Alkaline Manganese Size D | <ul> <li>1.5V Battery Alkaline Manganese</li> <li>Size D</li> <li>LR20</li> <li>Pack of 2</li> </ul> | 3.99 | P 2 | FVRATE20 | 1
Site Maintenance | PH1675306 | Battery Alkaline Manganese Size Pp3 | <ul> <li>Alkaline Manganese battery</li> <li>Size 9V</li> <li>6LR61</li> <li>Each</li> </ul> | 2.99 | EA | FVRATE20 | 1
Filing & Folders | PH1694626 | Classmates Pack 4 Bright Clipboards | <ul> <li>Weatherproof</li> <li>Sturdy</li> <li>Easily identify groups</li> <li>Lightweight</li> <li>Durable</li> <li>4 bright colours</li> <li>Blue, green, orange, pink</li> <li>A4</li> </ul> | 12.99 | P 4 | FVRATE20 | 1
Hygiene | PH1798051 | Tork Reflex Single Centrefeed Dispenser | <p>Compact, tough, and hygienic &ndash; the Tork Reflex&trade; Centrefeed Dispenser is built for busy hands and high-demand spaces.</p> <p>Busy workspaces need robust equipment that easily fits into their existing workflow. Our durable Tork Reflex&trade; Centrefeed dispenser will slot into any professional space with a rotating nozzle for easy access to wiping paper. Hygiene is assured when cleaning hands and surfaces, thanks to single-sheet dispensing that means users touch only what they take. This dispenser also keeps waste levels under control, reducing consumption by up to 37% compared with the Tork&reg; Centrefeed system. Carbon neutral - produced with certified renewable electricity and compensated with climate projects.</p> <ul> <li>Dimensions: W 23.9cm. H 33.1cm. D 25.5cm.&nbsp;</li> <li>Suitable for M4 refills from Tork.&nbsp;</li> </ul> <p>Did you know you can loan this dispenser? Findel offer a Dispenser Loan Scheme to schools and businesses at no extra cost including free measure up and installation. To find out more information, email martyn.craig@essity.com.Terms and Conditions apply.</p> | 84.89 | EA | FVRATE20 | 1
A4 | PH1799111 | Cmates A4 Glossy Ex Book Grn 8mm Marg | <p>Classmates Exercise books offer great value all round.&nbsp;</p> <p>The high-quality books consist of 205gsm laminated durable cover and each sheet of paper is 75gsm so can withstand general wear and tear from everyday use in the classroom and at home. The varnish coated glossy covers make these exercise books tougher than your average exercise book. The Exercise books can be used in all Educational settings and the coloured cover can also help to identify specific subject areas.</p> <ul> <li>Laminated Cover - Green 205gsm&nbsp;</li> <li>Paper - White 75gsm</li> <li>Ruling - 8mm Ruled With Margin</li> <li>Number of pages - 80</li> <li>Pack - 50</li> </ul> | 38.99 | P50 | FVRATE20 | 1
A4 | PH1799113 | Cmates A4 Glossy Ex Book Lt Blu 8mm Marg | <p>Classmates Exercise books offer great value all round.&nbsp;</p> <p>The high-quality books consist of 205gsm laminated durable cover and each sheet of paper is 75gsm so can withstand general wear and tear from everyday use in the classroom and at home. The varnish coated glossy covers make these exercise books tougher than your average exercise book. The Exercise books can be used in all Educational settings and the coloured cover can also help to identify specific subject areas.</p> <ul> <li>Laminated Cover - Light Blue 205gsm&nbsp;</li> <li>Paper - White 75gsm</li> <li>Ruling - 8mm Ruled With Margin</li> <li>Number of pages - 80</li> <li>Pack - 50</li> </ul> | 38.99 | P50 | FVRATE20 | 1
A4 | PH1799115 | Cmates A4 Glossy Ex Book Yell 8mm Marg | <p>Classmates Exercise books offer great value all round.&nbsp;</p> <p>The high-quality books consist of 205gsm laminated durable cover and each sheet of paper is 75gsm so can withstand general wear and tear from everyday use in the classroom and at home. The varnish coated glossy covers make these exercise books tougher than your average exercise book. The Exercise books can be used in all Educational settings and the coloured cover can also help to identify specific subject areas.</p> <ul> <li>Laminated Cover - Yellow 205gsm&nbsp;</li> <li>Paper - White 75gsm</li> <li>Ruling - 8mm Ruled With Margin</li> <li>Number of pages - 80</li> <li>Pack - 50</li> </ul> | 38.99 | P50 | FVRATE20 | 1
A4 | PH1799117 | Cmates A4 Glossy Ex Book Purp 8mm Marg | <p>Classmates Exercise books offer great value all round.&nbsp;</p> <p>The high-quality books consist of 205gsm laminated durable cover and each sheet of paper is 75gsm so can withstand general wear and tear from everyday use in the classroom and at home. The varnish coated glossy covers make these exercise books tougher than your average exercise book. The Exercise books can be used in all Educational settings and the coloured cover can also help to identify specific subject areas.</p> <ul> <li>Laminated Cover - Purple 205gsm&nbsp;</li> <li>Paper - White 75gsm</li> <li>Ruling - 8mm Ruled With Margin</li> <li>Number of pages - 80</li> <li>Pack - 50</li> </ul> | 38.99 | P50 | FVRATE20 | 1
A4 | PH1799119 | Cmates A4 Glossy Ex Book Pink 8mm Marg | <p>Classmates Exercise books offer great value all round.&nbsp;</p> <p>The high-quality books consist of 205gsm laminated durable cover and each sheet of paper is 75gsm so can withstand general wear and tear from everyday use in the classroom and at home. The varnish coated glossy covers make these exercise books tougher than your average exercise book. The Exercise books can be used in all Educational settings and the coloured cover can also help to identify specific subject areas.</p> <ul> <li>Laminated Cover - Pink 205gsm&nbsp;</li> <li>Paper - White 75gsm</li> <li>Ruling - 8mm Ruled With Margin</li> <li>Number of pages - 80</li> <li>Pack - 50</li> </ul> | 38.99 | P50 | FVRATE20 | 1
Filing & Folders | PH1832500 | Popper Wallet Purple P25 | <p>Wallet files with press stud closure. Available in 4 colours. </p> | 17.99 | P25 | FVRATE20 | 1
Hygiene | PH1864266 | Classmates Hand Towel Dispenser | <p>Stylish generic hand towel dispenser.</p> <ul> <li>Can be used with the Classmates hand towels</li> <li>L300 x D120 x H310mm</li> <li>Each</li> </ul> | 27.99 | EA | FVRATE20 | 1
Hygiene | PH1874099 | Half Width Hand Towels - Green | <p>Classmates Half Width Hand Towels are the practical and premium solution for your hand-drying needs.</p> <p>Crafted with care, each sheet of these 1-ply V fold towels measures 123 x 222mm, providing just the right size for effective drying. With a case containing 30 packs of 240 sheets each, you'll have an ample supply to keep your restroom well-stocked.</p> <ul> <li>1ply&nbsp;</li> <li>V fold</li> <li>Each sheet measures 123 x 222mm</li> <li>Case of 30 x 240 sheets</li> </ul> | 35.99 | PK | FVRATE20 | 1
Protective Workwear | PH205029 | Safety Spectacles | <p>These safety spectacles can fit comfortably over most other spectacles. With adjustable arms & moulded-in brow guard for extra protection, these spectacles are ideal for comfort & safety, whilst being in chemistry and physics laboratories. </p> <ul> <li>Lightweight construction in clear polycarbonate</li> <li>Conforms to EN 166.1.F</li> <li>Pair</li> </ul> | 4.99 | EA | FVRATE20 | 1
Filing & Folders | PH206654 | A4 Bulky Zip Wallets Blue P25 | <p>These durable translucent polyethene zip wallets come complete with brightly coloured gripzip closures for easy identification and metal zip and clasp ends for extra strength. Great for transporting documents around the office or school while keeping contents safe and dry. </p> <p> </p> <ul> <li>Holds bulky A4 material</li> <li>Size: 370 x 255mm</li> <li>Blue</li> <li>Pack of 25</li> <li>Also available in single colours pack of 25 in red, green and yellow or as an assorted pack of 100</li> </ul> <p> </p> <p>*Please note these wallets are not designed to be used as book bags </p> | 13.99 | P25 | FVRATE20 | 1
Filing & Folders | PH206667 | A4 Bulky Zip Wallets Green P25 | <p>These durable translucent polyethene zip wallets come complete with brightly coloured gripzip closures for easy identification and metal zip and clasp ends for extra strength. Great for transporting documents around the office or school while keeping contents safe and dry. </p> <p> </p> <ul> <li>Holds bulky A4 material</li> <li>Size: 370 x 255mm</li> <li>Green</li> <li>Pack of 25</li> <li>Also available in single colours pack of 25 in red, blue and yellow or as an assorted pack of 100</li> </ul> <p> </p> <p>*Please note these wallets are not designed to be used as book bags </p> | 13.99 | P25 | FVRATE20 | 1
Filing & Folders | PH206680 | A4 Bulky Zip Wallets YellowP25 | <p>These durable translucent polyethene zip wallets come complete with brightly coloured gripzip closures for easy identification and metal zip and clasp ends for extra strength. Great for transporting documents around the office or school while keeping contents safe and dry. </p> <p> </p> <ul> <li>Holds bulky A4 material</li> <li>Size: 370 x 255mm</li> <li>Yellow</li> <li>Pack of 25</li> <li>Also available in single colours pack of 25 in red, green and blue or as an assorted pack of 100</li> </ul> <p>*Please note these wallets are not designed to be used as book bags </p> | 13.99 | P25 | FVRATE20 | 1
Filing & Folders | PH206693 | A4 Zip Wallets Red P25 | <p>These durable translucent polyethene zip wallets come complete with brightly coloured gripzip closures for easy identification and metal zip and clasp ends for extra strength. Great for transporting documents around the office or school while keeping contents safe and dry. </p> <p> </p> <ul> <li>Holds A4 material</li> <li>Size: 325 x 230mm</li> <li>Red</li> <li>Pack of 25</li> <li>Also available in single colours pack of 25 in blue, green and yellow or as an assorted pack of 100</li> </ul> <p> </p> <p>*Please note these wallets are not designed to be used as book bags </p> | 12.99 | P25 | FVRATE20 | 1
Filing & Folders | PH206706 | A4 Zip Wallets Blue P25 | <p>These durable translucent polyethene zip wallets come complete with brightly coloured gripzip closures for easy identification and metal zip and clasp ends for extra strength. Great for transporting documents around the office or school while keeping contents safe and dry. </p> <p> </p> <ul> <li>Holds A4 material</li> <li>Size: 325 x 230mm</li> <li>Blue</li> <li>Pack of 25</li> <li>Also available in single colours pack of 25 in red, green and yellow or as an assorted pack of 100</li> </ul> <p> </p> <p>*Please note these wallets are not designed to be used as book bags </p> | 12.99 | P25 | FVRATE20 | 1
Filing & Folders | PH206719 | A4 Zip Wallets Green P25 | <p>These durable translucent polyethene zip wallets come complete with brightly coloured gripzip closures for easy identification and metal zip and clasp ends for extra strength. Great for transporting documents around the office or school while keeping contents safe and dry. </p> <p> </p> <ul> <li>Holds A4 material</li> <li>Size: 325 x 230mm</li> <li>Green</li> <li>Pack of 25</li> <li>Also available in single colours pack of 25 in blue, red and yellow or as an assorted pack of 100</li> </ul> <p>*Please note these wallets are not designed to be used as book bags </p> | 12.99 | P25 | FVRATE20 | 1
Filing & Folders | PH206732 | A4 Zip Wallets Yellow P25 | <p>These durable translucent polyethene zip wallets come complete with brightly coloured gripzip closures for easy identification and metal zip and clasp ends for extra strength. Great for transporting documents around the office or school while keeping contents safe and dry. </p> <p> </p> <ul> <li>Holds A4 material</li> <li>Size: 325 x 230mm</li> <li>Yellow</li> <li>Pack of 25</li> <li>Also available in single colours pack of 25 in blue, green and red or as an assorted pack of 100</li> </ul> <p> </p> <p>*Please note these wallets are not designed to be used as book bags </p> | 12.99 | P25 | FVRATE20 | 1
Filing & Folders | PH206745 | A4 Bulky Zip Wallets Asst P100 | <p>These Bulky Zip Wallets offer a practical solution for organising and transporting important documents. These robust, translucent polyethylene wallets feature vibrant gripzip closures, allowing for quick and easy identification. The addition of metal zips and clasp ends ensures exceptional durability, safeguarding your contents from the elements during transit in an educational environment.</p> <ul> <li>Capacious enough to hold bulky A4 materials, essential for classroom resources or administrative documents.</li> <li>Dimensions: 370 x 255mm, ideal for versatile uses within schools and offices.</li> <li>Includes an assorted pack of 100, featuring 25 wallets each in red, blue, green, and yellow, facilitating convenient colour-coding.</li> <li>Single-colour packs are also available in quantities of 25 in red, blue, green, or yellow, allowing for tailored organisation.</li> </ul> <p><strong>Note:</strong>&nbsp;These wallets are not suitable for use as book bags.</p> | 42.99 | PHA | FVRATE20 | 1
Filing & Folders | PH207330 | A3 Zip Wallets Red P25 | <p>These durable translucent polyethene zip wallets come complete with brightly coloured gripzip closures for easy identification and metal zip and clasp ends for extra strength. Great for transporting documents around the office or school while keeping contents safe and dry. </p> <p> </p> <ul> <li>Holds A3 material</li> <li>Size: 485 x 340mm</li> <li>Red</li> <li>Pack of 25</li> <li>Also available in single colours pack of 25 in blue, green and yellow or as an assorted pack of 100</li> </ul> <p> </p> <p>*Please note these wallets are not designed to be used as book bags </p> | 18.19 | P25 | FVRATE20 | 1
Filing & Folders | PH207343 | A3 Zip Wallets Blue P25 | <p>These durable translucent polyethene zip wallets come complete with brightly coloured gripzip closures for easy identification and metal zip and clasp ends for extra strength. Great for transporting documents around the office or school while keeping contents safe and dry. </p> <p> </p> <ul> <li>Holds A3 material</li> <li>Size: 485 x 340mm</li> <li>Blue</li> <li>Pack of 25</li> <li>Also available in single colours pack of 25 in red, green and yellow or as an assorted pack of 100</li> </ul> <p> </p> <p>*Please note these wallets are not designed to be used as book bags </p> | 18.19 | P25 | FVRATE20 | 1
Filing & Folders | PH245966 | A4 Bulky Zip Wallets Red P25 | <p>These durable translucent polyethene zip wallets come complete with brightly coloured gripzip closures for easy identification and metal zip and clasp ends for extra strength. Great for transporting documents around the office or school while keeping contents safe and dry. </p> <p> </p> <ul> <li>Holds bulky A4 material</li> <li>Size: 370 x 255mm</li> <li>Red</li> <li>Pack of 25</li> <li>Also available in single colours pack of 25 in blue, green and yellow or as an assorted pack of 100</li> </ul> <p>*Please note these wallets are not designed to be used as book bags </p> | 13.99 | P25 | FVRATE20 | 1
Filing & Folders | PH255482 | A5 Zip Wallets Blue P25 | <p>These durable translucent polyethene zip wallets come complete with brightly coloured gripzip closures for easy identification and metal zip and clasp ends for extra strength. Great for transporting documents around the office or school while keeping contents safe and dry. </p> <p> </p> <ul> <li>Holds A5 material</li> <li>Size: 255 x 180mm</li> <li>Blue</li> <li>Pack of 25</li> <li>Also available in single colours pack of 25 in red, green and yellow</li> </ul> <p> </p> <p>*Please note these wallets are not designed to be used as book bags </p> | 13.99 | P25 | FVRATE20 | 1
Filing & Folders | PH258303 | A4 Zip Wallet Assorted P100 | <p>These durable translucent polyethene zip wallets come complete with brightly coloured gripzip closures for easy identification and metal zip and clasp ends for extra strength. Great for transporting documents around the office or school while keeping contents safe and dry. </p> <ul> <li>Holds bulky A4 material</li> <li>Size: 325 x 230mm.</li> <li>Assorted pack containing 25 of each of red, blue, green and yellow</li> <li>Pack of 100</li> <li>Also available in single colours pack of 25 in red, blue, green and yellow</li> </ul> <p> </p> <p>*Please note these wallets are not designed to be used as book bags </p> | 40.99 | PHA | FVRATE20 | 1
First Aid | PH261046 | Biohazard Bags 205x285mm Pk50 | <p>Highly visible printed bags for disposal of medical and clinical waste. The compact self-seal bags are a deal supplement to first aid kits </p> <ul> <li>Size 205 x 285mm</li> <li>Pack of 50</li> </ul> | 13.99 | P50 | FVRATE20 | 1
Hygiene | PH269483 | Tork Basic Paper 1ply White P6 | <p>Simple, streak-free wiping for hands and surfaces in light-duty cleaning environments.</p> <p>Efficiently clean hands and surfaces with the 1-ply Tork Centrefeed Basic Paper Towels. Made for light cleaning tasks, this multipurpose wiping paper is designed to give you a pristine, streak-free finish on every use. For easy use, combine with the Tork Centrefeed paper towel dispenser: a high-capacity solution that can be operated single-handed for faster dispensing. It also comes with an unrestricted flow feature, allowing users to take as much as they need in one go, saving time and effort.</p> <ul> <li>6 rolls, 1 ply.&nbsp;</li> <li>Roll size: L 300m. W 18cm.&nbsp;</li> <li>Core inner diameter: 5.9cm.&nbsp;</li> <li>Compatible with M2 dispensers.</li> </ul> <p>Did you know you can loan this dispenser? Findel offer a Dispenser Loan Scheme to schools and businesses at no extra cost including free measure up and installation. To find out more information, email martyn.craig@essity.com.Terms and Conditions apply.</p> | 54.59 | BOX | FVRATE20 | 1
Site Maintenance | PH294690 | Quantum 24hr Wall Clock 950 RadioControl | <ul> <li>Quantum radio-controlled 24 hour dial clock with white moulded case</li> <li>Shatterproof lens</li> <li>Please note radio-controlled clocks may be less effective in areas with metal cladding and, due to the location of the signal transmitter, are only guaranteed to be effective in Great Britain and Ireland&nbsp;</li> <li>Requires 1 x R6 (AA) battery (included)</li> <li>Each</li> <li>215mm diameter</li> </ul> | 28.89 | EA | FVRATE20 | 1
A4 | PH309822 | A4 64pg F8M Buff P50 | <p>Classmates Exercise books offer great value all round.</p> <p>The high-quality books consist of 225gsm durable cover and each sheet of paper is 75gsm so can withstand general wear and tear from everyday use in the classroom and at home. The Exercise books can be used in all Educational settings and the coloured cover can also help to identify specific subject areas.</p> <ul> <li>Cover - Buff 225gsm</li> <li>Paper - White 75gsm</li> <li>Ruling - 8mm Ruled With Margin</li> <li>Number of pages - 64</li> <li>Pack - 50</li> </ul> | 29.99 | PK | FVRATE20 | 1
Filing & Folders | PH313228 | A3 H/Duty Zip Wallets Asst P5 | <ul> <li>Extremely hardwearing clear PVC bag reinforced with mesh</li> <li>Sturdy conventional nylon zip</li> <li>Stitching to sides and zip gives excellent strength and durability</li> <li>No heat welds</li> <li>Bottom of bag is gusseted for extra capacity</li> <li>Hanging loop</li> <li>A3 (440 x 317mm)</li> <li>Also available in A4 and AX (long pencil case size)</li> <li>Assorted coloured zips (black, blue, green, red, yellow)</li> <li>Pack of 5</li> </ul> | 13.99 | P 5 | FVRATE20 | 1
Filing & Folders | PH313241 | A4 H/Duty Zip Wallets Asst P5 | <ul> <li>Extremely hardwearing clear PVC bag reinforced with mesh</li> <li>Sturdy conventional nylon zip</li> <li>Stitching to sides and zip gives excellent strength and durability</li> <li>No heat welds</li> <li>Bottom of bag is gusseted for extra capacity</li> <li>Hanging loop</li> <li>A4 (330 x 260mm)</li> <li>Also available in A3 and AX (long pencil case size)</li> <li>Assorted coloured zips (black, blue, green, red, yellow)</li> <li>Pack of 5</li> </ul> | 12.49 | P 5 | FVRATE20 | 1
Filing & Folders | PH314372 | A3 Zip Wallets Green P25 | <p>These durable translucent polyethene zip wallets come complete with brightly coloured gripzip closures for easy identification and metal zip and clasp ends for extra strength. Great for transporting documents around the office or school while keeping contents safe and dry. </p> <p> </p> <ul> <li>Holds A3 material</li> <li>Size: 485 x 340mm</li> <li>Green</li> <li>Pack of 25</li> <li>Also available in single colours pack of 25 in blue, red and yellow or as an assorted pack of 100</li> <li>*Please note these wallets are not designed to be used as book bags</li> </ul> | 18.19 | P25 | FVRATE20 | 1
Filing & Folders | PH314385 | A3 Zip Wallets Yellow P25 | <p>These durable translucent polyethene zip wallets come complete with brightly coloured gripzip closures for easy identification and metal zip and clasp ends for extra strength. Great for transporting documents around the office or school while keeping contents safe and dry. </p> <p> </p> <ul> <li>Holds A3 material</li> <li>Size: 485 x 340mm</li> <li>Yellow</li> <li>Pack of 25</li> <li>Also available in single colours pack of 25 in blue, green and red or as an assorted pack of 100</li> </ul> <p> </p> <p>*Please note these wallets are not designed to be used as book bags </p> | 18.19 | P25 | FVRATE20 | 1
Filing & Folders | PH314398 | A3 Zip Wallets Asst P100 | <p>These durable translucent polyethene zip wallets come complete with brightly coloured gripzip closures for easy identification and metal zip and clasp ends for extra strength. Great for transporting documents around the office or school while keeping contents safe and dry. </p> <p> </p> <ul> <li>Holds A3 material</li> <li>Size: 485 x 340mm</li> <li>Assorted pack containing 25 of each of red, blue, green and yellow</li> <li>Pack of 100</li> <li>Also available in single colours pack of 25 in red, blue, green and yellow</li> </ul> <p> </p> <p>*Please note these wallets are not designed to be used as book bags </p> | 52.99 | PHA | FVRATE20 | 1
First Aid | PH389070 | Burnaid Burn Dressing | <ul> <li>Burnaid is a sterile, gel impregnated dressing for the effective treatment of burn injuries</li> <li>Contains over 90% water</li> <li>Cooling properties help to halt the progression of the burn and minimise further tissue damage</li> <li>Dressing is non-adherent and non-toxic</li> <li>10 x 10cm</li> <li>Each&nbsp;</li> </ul> | 5.99 | EA | FVRATE20 | 1
Protective Workwear | PH456280 | Polythene Disp Gloves Med P100 | <p>Enhance hygiene and safety within your educational institution with our Polyco Medium Clear Powder Free Polythene Disposable Gloves. These gloves are expertly designed to provide a reliable barrier against contaminants while offering comfort and ease of use for various tasks.</p> <p>Key features include:</p> <ul> <li><strong>Safety and Comfort:</strong>&nbsp;Made from polythene and free from latex and powder, these gloves are ideal for schools concerned with allergies or sensitivity issues among staff and pupils.</li> <li><strong>Sturdy Design:</strong>&nbsp;With welded seams, these gloves offer robust protection, making them suitable for daily tasks such as food preparation, cleaning, and office machine servicing.</li> <li><strong>Enhanced Grip:</strong>&nbsp;The textured surface ensures a secure grip, enhancing safety and effectiveness when handling school supplies or equipment.</li> <li><strong>Ambidextrous Convenience:</strong>&nbsp;Designed to fit either hand, simplifying the process of getting ready for tasks, especially in fast-paced environments like school kitchens or science labs.</li> <li><strong>Medium Size:</strong>&nbsp;Provides a comfortable fit for most adults, allowing for flexibility and ease of movement.</li> <li><strong>Practical Packaging:</strong>&nbsp;Each pack contains 100 clear gloves, neatly housed in a convenient dispenser to ensure quick and easy access during busy school days.</li> </ul> | 1.09 | PK | FVRATE20 | 1
Site Maintenance | PH472543 | Quantum 2500 Clock | <p>The Quantum Wall Clock is an essential timekeeping solution for educational institutions. With its clean and sleek white design, this 250mm diameter clock fits seamlessly in any classroom, staffroom, or common area.</p> <ul> <li><strong>Clear Time Display:</strong>&nbsp;Featuring a 12-hour dial, the clock ensures easy readability for both children and adults, aiding in learning about time management and punctuality.</li> <li><strong>Reliable Quartz Movement:</strong>&nbsp;The quartz movement guarantees accurate timekeeping, making it an excellent choice for schools or nurseries where precision is key.</li> <li><strong>Durable Construction:</strong>&nbsp;Its white moulded case and shatterproof lens protect against accidental bumps, ensuring longevity in active environments.</li> <li><strong>Ready to Use:</strong>&nbsp;Includes 1 x R6 (AA) battery, so it's ready for immediate installation upon arrival.</li> <li><strong>Lightweight and Practical:</strong>&nbsp;Weighing only 370g, it is easy to install and relocate if needed.</li> </ul> | 13.99 | EA | FVRATE20 | 1
Site Maintenance | PH472556 | LCD Radio Controlled Clock | <ul> <li>Radio controlled LCD digital clock with hours, minutes, seconds, calendar and temperature displays</li> <li>Silver finish plastic case</li> <li>Operates using 2 x R6 (AA) batteries (supplied)</li> <li>Wall or table mounting</li> <li>Please note that radio-controlled clocks may be less effective in areas with metal cladding, and, due to the location of the signal transmitter, are only guaranteed to be effective in Great Britain and Ireland</li> <li>Each</li> <li>Switchable 12/24hr clock and &deg;F/&deg;C display</li> <li>Clock size 240x155x35mm</li> <li>LCD digit heights 52 and 22mm</li> </ul> | 39.99 | EA | FVRATE20 | 1
Site Maintenance | PH486245 | Dustbags Nvm1 Ch 604015 Pk10 | <p>Enhance the efficiency of your cleaning routines with our Hepaflo dust bags designed for optimal performance in various Numatic vacuum cleaners.</p> <p>This pack of 10 is compatible with models including JVP180, HVR200-22, HET200-22, HVX200-22, NRV370-22, CVC370-2, NQS2508-22, and NQS350B-22.</p> <p>The high-efficiency Hepaflo material ensures superior dust retention and a cleaner environment, making it ideal for educational institutions where maintaining hygiene is paramount.</p> <p>Easy to install and securely fit, these dust bags offer a convenient solution for maintaining the pristine condition of your learning spaces.</p> | 10.29 | PK | FVRATE20 | 1
Glues & Adhesives | PP00050148 | Tacwise Hot Melt Sticks - Clear - PK16 | <p>Universal 11.75mm x 300mm glue sticks that will fit most standard size glue guns. Ideal for gluing a wide variety of materials including wood, card, carpet and many craft hobby and professional applications.</p> | 10.19 | PK | FVRATE20 | 1
Glues & Adhesives | PP00050149 | Tacwise 202 Hot Melt Glue Gun | <p>Tacwise 202 Hot Melt Glue Gun features insulated rubber nose protectors, illuminated on/off switch and pressure touch feed system for speed and reliability. Comes with one clear glue stick (11.75mm x 100mm). With its long power cord, wide ergonomic grip, and tough lightweight polymer body this tool is ideally suited for decorative and general DIY, hobby crafts, picture and mirror frames, upholstery /re-upholstery and for Schools.&nbsp;</p> | 17.79 | EA | FVRATE20 | 1
Biology | PP00050261 | Model Human Eye Model - 5 Sections | <p>This model shows both sides of an eye which is enlarged 5 times. One side of the model shows the eye socket with a sagittal cutaway and the background to the eye and the electron microscopic fine structure of the retina are shown separately. On the other side it shows positioning of an eye with surrounded muscles and nerves.</p> <ul> <li>This model shows both sides of an eye which is enlarged 5 times.</li> <li>One side of the model shows the eye socket with a sagittal cutaway</li> <li>The background to the eye and the electron microscopic fine structure of the retina are shown separately</li> <li>On the other side it shows positioning of an eye with surrounded muscles and nerves.</li> <li>Mounted on 420mm x 305mm plastic base</li> </ul> | 180.95 | EA | FVRATE20 | 1
Biology | PP00050267 | Model Respiratory System | <p>Showing a longitudinal section of the head &amp; brain, nasal cavity, larynx attached with lungs and heart depicting lobes of lung, auricles and ventricles of heart and aortic arch and descending aorta, superior venacava, right &amp; left innominate vein, inferior venacava and spleen are all clearly shown.</p> <ul> <li>All parts are clearly illustrated.&nbsp;</li> <li>Supplied with English Key Card.</li> <li>Size: approximately 610mm x 460mm x 50mm.</li> <li>Weight: approximately 3000g.</li> </ul> | 157.95 | EA | FVRATE20 | 1
Biology | PP00050268 | Model Spinal Cord and Nerves | <p>This life size model shows all important parts where the spinal cord is sectioned transversely, showing details of the grey and white matter, spinal nerve branches and the spinal ganglia.</p> <p>This model highlights the communication between the sympathetic trunk and the spinal column.</p> <ul> <li>Mounted on base.</li> <li>Numbered with English Key Card.</li> <li>Size: approximately 160mm x 160mm x 290mm.</li> <li>Weight: approximately 650g.</li> </ul> | 39.85 | EA | FVRATE20 | 1
Biology | PP00050278 | Model Kidney Section Nephrons Blood Ves | <p>These human kidney model have 3 breakouts -</p> <ul> <li>Kidney section, 3 times life size,</li> <li>Nephrons and blood vessels 120 times life size,&nbsp;</li> <li>Kidney glomerulus opened, 700 times life size.</li> </ul> <p>These models are mounted to a board that is 559mm x 305mm (22" x 12")</p> <ul> <li>Numbered with an English Key Card.</li> <li>Hand-painted Model with details and identification numbers</li> </ul> | 108.55 | EA | FVRATE20 | 1
Biology | PP00050280 | Disarticulated Human Skeleton - Life Siz | <p>This model is a premium, medical quality anatomical model made of a durable plastisol polymer design to be easily cleanable and withstand high temperatures.</p> <ul> <li>Cast from a real human skeleton, each bone features realistic bony landmarks, providing incredible realism &amp; detail.</li> <li>Extraordinary amount of anatomical details represented including 200+ bones and structures. Includes all left and right side bones.</li> <li>Articulated left hand and foot, and fully disarticulated right hand and foot. Very detailed, medical quality anatomical model skeleton with bony landmarks.</li> <li>Three piece skull can be opened to explore internal bone structures. Removable mandible is attached by a compression spring for realistic movement Includes external acoustic meatus.</li> <li>Excellent for patient or classroom demonstration. Disarticulated pieces, including a full set of vertebrae and discs allow for detailed study of the human skeleton.</li> </ul> <p>*The skull does not include nasal bones. Skeleton is not meant to be assembled and does not come with a stand.</p> | 178.95 | EA | FVRATE20 | 1
Biology | PP00050281 | Male Pelvis Model | <p>Life size model of male pelvis that is ideal for studying the structure and function of this part of the skeletal system, and is an excellent tool for comparing male and female skeletal anatomy. Incredible amount of realism and detail.</p> <ul> <li>Model shows all the predominant features of the sacrum (median sacral crest, lateral sacral crests, posterior sacral foramina, ala and sacral hiatus) and the coxal bones (iliac crest, pelvic brim, ischial spine, acetabulum, pubic crest, pubic symphysis, ischium, pubic bone and illium)</li> <li>Includes the left and right innominates with pubic symphysis</li> <li>Realistic textures and bony landmarks make this replica an excellent tool for educational study, as well as for patient demonstrations</li> <li>Made of durable, sturdy and washable pvc plastic, this replica will withstand long time use and handling</li> <li>Model measures approximately 267mm tall, 229mm wide &amp; 127mm long</li> </ul> <p>A female model pelvis is also available to purchase separately for a comparison.</p> | 37.95 | EA | FVRATE20 | 1
Biology | PP00050307 | Model Lobes of Brain | <p>Depicts the fissures and sulci that separate the lobes of the brain in a detailed model.</p> <ul> <li>The four lobes (frontal, parietal, temporal and occipital) are named after the skull bone that overlies each lobe.</li> <li>Size: 150mm x 130mm x 230mm</li> <li>Weight: 500g&nbsp;</li> </ul> | 39.99 | EA | FVRATE20 | 1
Biology | PP00050308 | Functioning of Brain Model | <p>Premium quality anatomical model of the functional human brain that provides an incredible amount of realism and detail.</p> <ul> <li>Model is colour coded to allow students to study the regions within the cerebral cortex, which are allied to certain functions.</li> <li>Impulses from the sensory organs, the skeletal muscles, skin and joins all travel to areas specialized in interpreting information.</li> <li>Realistic textures make this brain replica an excellent tool for educational study, as well as for patient demonstrations.</li> <li>50% natural size of an adult brain.</li> <li>Made of durable, sturdy and washable plastisol polymer, this replica will withstand long time use and handling.</li> <li>Model features artisan hand painted details and numbers, and includes a key card for identifying structures.</li> <li>Includes 122mm x 122mm x 25mm mount for display.</li> <li>When mounted, the model measures 210mm tall, 152mm long and 146mm wide.</li> </ul> | 39.99 | EA | FVRATE20 | 1
Biology | PP00050309 | Dental Disease Set of 14 | <p>Set of 14 odontopathies showing all different 12 types of dental disease.</p> <ul> <li>Mounted on base</li> <li>Supplied with English Key Card</li> <li>Size: 460mm x 300mm x 60mm approx.</li> <li>Weight: 935g&nbsp;</li> </ul> | 131.09 | EA | FVRATE20 | 1
Biology | PP00050318 | Model Human Teeth Set - 5 different mode | <p>Human Teeth - 5 Piece Model Set.</p> <p>This Human teeth model set has 5 different models that show the following:</p> <ul> <li>The lower incisor featuring a removable half of the crown,</li> <li>The lower canine which separates into two longitudinally,&nbsp;</li> <li>The lower molar with one root is one-piece and two roots are separated into three parts showing dental caries on various stage</li> <li>The first upper molar with three roots separates into three parts.</li> <li>8 times life size</li> <li>Each model is mounted on its own plastic stand.</li> <li>Hand painted with great detail.&nbsp;</li> </ul> | 78.75 | EA | FVRATE20 | 1
Biology | PP00050321 | Human Teeth: Display Model | <p>This model shows a set of 16 (half of a complete set) permanent human teeth. Good for showing the different types of teeth and explaining how they work in biting and chewing.</p> <ul> <li>2x life size</li> <li>Half of a complete set</li> <li>Permanent teeth</li> <li>Shows different types of teeth&nbsp;</li> </ul> | 39.99 | EA | FVRATE20 | 1
Biology | PP00050322 | Anatomy of Artery Vein and Capillary | <p>3-dimensional model set that includes enlarged artery, vein and capillary models showing cross-sections and interior structures</p> <ul> <li>Artery structures highlighted include tunica, tunica media, internal elastic lamina and tunica intima.</li> <li>Vein structures highlighted include tunica, tunica media, internal elastic lamina, tunica intima and valve.</li> <li>Capillary structures highlighted include endothelium, single cell and cell nucleus</li> <li>Anatomy is numbered for easy reference - Includes detailed keycard for easy identification</li> <li>Made of polyvinyl chloride (PVC) plastic for durability</li> <li>Great for demonstration and educational purposes</li> <li>Hand-painted using vibrant eco-friendly paint</li> <li>Designed by subject matter experts</li> </ul> | 128.95 | EA | FVRATE20 | 1
Biology | PP00050323 | Diabetes Set of 4 | <p>Four piece model indicating structures and organs with vascular effects due to diabetes.</p> <ul> <li>Includes sectioned model of Bowman&rsquo;s capsule (kidney), artery, nerve, eye (posterior section).</li> <li>Size: 130mm x 130mm x 210mm</li> <li>Weight: 500g&nbsp;</li> </ul> | 55.05 | EA | FVRATE20 | 1
Computing & ICT | PP00050326 | LEGO Education SPIKE Essential Set | <p>The&nbsp;<strong>LEGO&reg; Education SPIKE&trade; Essential Set</strong>&nbsp;is designed to inspire primary school children through hands-on STEAM learning that combines creativity with key educational goals. This 449-piece collection includes four diverse minifigures who guide pupils through playful, narrative-based problem-solving, making complex STEAM concepts accessible and engaging for all learners. Featuring an intelligent 2-port Hub, 2 Small Motors, a Light Matrix, and a Colour Sensor, the set brings children&rsquo;s creations to life via simple, icon- and word-based coding inspired by Scratch, supporting the development of foundational computational thinking skills.</p> <p>The set&rsquo;s colourful, age-appropriate LEGO bricks and replacement elements come neatly organised in a sturdy storage box with colour-coded trays, helping teachers manage classroom activities efficiently. SPIKE Essential includes five units of eight 45-minute standards-aligned lessons, enriched with online plans, maths and language arts extensions, assessment rubrics, and teacher support videos. A comprehensive professional development programme ensures educators are confident to deliver dynamic STEAM teaching that fosters literacy, numeracy, social-emotional learning, and collaborative skills.</p> <ul> <li>Encourages computational thinking through coding challenges including sequencing, debugging, and use of loops.</li> <li>Supports exploration of the engineering design process by defining problems, brainstorming, prototyping, and refining.</li> <li>Facilitates scientific inquiry into energy, energy transfer, and collision concepts.</li> <li>Strengthens pupils&rsquo; oral communication and social-emotional skills through collaborative narrative problem-solving.</li> <li>Comprehensive resources and a supportive app create inclusive and independent learning environments.</li> </ul> | 271.99 | EA | FVRATE20 | 1
Data Logging | PP00050336 | Heart Rate Sensor | <p>A Heart Rate Sensor for the SensorDisc Datalogger.</p> <p>The heart rate sensor for connection to the SensorDisc Datalogger is capable of measuring the human pulse between 30-200 beats per minute. The Sensor is Ideal for experiments comparing students pulse rates before and after exercise.&nbsp; Includes ear clip.</p> <p>Specification:</p> <ul> <li>Probe Range: 0 - 5V</li> <li>Probe Accuracy: &plusmn;2%&nbsp;&nbsp;</li> </ul> <p><strong>Please Note: The SensorDisc Datalogger is sold separately</strong></p> | 74.15 | EA | FVRATE20 | 1
Data Logging | PP00050337 | Mangetic Field Sensor | <p>A Magnetic Field Sensor for the Philip Harris SensorDisc.&nbsp; The sensor connects to the Philip Harris SensorDisc Datalogger via the Micro-USB external probe socket and its sensitive range can detect the earth's magnetic field, while the wide range is useful for measuring magnetic fields of coils and constant magnets.</p> <ul> <li>Probe Ranges: &plusmn;10mT,&nbsp;&plusmn;0.2mT</li> <li>Probe Accuracy: &plusmn;5%</li> </ul> <p>Please Note: The SensorDisc Datalogger is available to purchase separately.</p> | 71.05 | EA | FVRATE20 | 1
Physics | PP00050338 | Iron Filings Bubble Self Contained Unit | <p>The Iron filings bubble is suitable for more simple magnetic field plotting experiments in place of loose iron filings. It comprises a shallow, sealed, clear plastic vessel containing high quality fine iron filings. It can be used on an overhead projector for demonstrations.</p> <p>In use, the filings are distributed evenly over the base of the bubble by shaking or tapping. The bubble is then placed over the magnet and gently tapped to permit the filings to align themselves in the magnetic field.&nbsp;</p> <p>Dimensions:</p> <ul> <li>Diameter: 80mm</li> <li>Depth: 12 mm</li> </ul> | 1.29 | EA | FVRATE20 | 1
Biology | PP00050342 | White LEDs | <p>High Luminous LED's - 5mm diameter&nbsp;</p> <ul> <li>Colour: White</li> <li>Pack of 10</li> </ul> <p>Please note: LED's are a polarised device and therefore will only work in a circuit with the correct orientation.&nbsp;&nbsp;The longer arm is positive, and the shorter arm is negative.</p> <p>Please contact Philip Harris Tech Support on techsupport@philipharris.co.uk for advice on the suitability of these LED's for use with some microscopes.</p> | 1.69 | EA | FVRATE20 | 1
Lab Equipment | PP00050378 | Replacement Electrode | <p>The Replacement Electrode is the spare pH electrode for the HI-98100 Checker Plus pH meter and the Groline pH Tester. Replacing the pH electrode is both quick and easy. Simply unscrew the old probe and fit the new one.</p> <p>Replacement Electrode is a single junction pH electrode with a slim 8mm polypropylene body that easily fits into test tubes and other small-sized vessels.</p> <p>Can also be used with the Checkfridge&reg; Remote Senor thermometer.</p> | 37.99 | EA | FVRATE20 | 1
Biology | PP00050385 | B-62Monocular brightfield microscope400x | <p>The Optika B-60 Series is designed for novice users and are a particularly useful tool for introductory microscopy at primary level and beyond.</p> <p>The cordless, modern binocular microscope is ideal for students, and mainly primary schools, with achromatic lenses (400x), FN18 eyepieces, finite optical system, coaxial focusing, StagErase&trade; eraseable mechanical stage, Abbe condenser and 1 W LED illumination with rechargeable batteries. The microscopes are slim and easy to carry, it is equipped with arm/wrist rest support to reduce the fatigue during use and the long lasting LED illumination provides years of use.</p> <p>Benefits:</p> <ul> <li>Designed for novice users (students and primary schools especially)</li> <li>18 mm field number for an extended observation area</li> <li>StagErase&trade; eraseable mechanical stage to reduce scratches</li> <li>Arm/wrist rest support to reduce the fatigue during use</li> <li>Compact, practical and intuitive to use</li> <li>Easy to handle, also by the youngest users</li> <li>Sturdy and durable for extended lifetime</li> <li>Long-life LED illumination (providing many years of use)</li> <li>Cordless use, totally independent from the mains connection</li> <li>Low voltage, external power supply for enhanced safety and convenient servicing</li> </ul> <p>Technical Features:</p> <ul> <li>Head: Monocular, 45&deg; inclined; 360&deg; rotating.</li> <li>Eyepiece: WF10x/18 mm, secured by screw.</li> <li>Nosepiece: Quadruple ball bearings revolving nosepiece, reversed.</li> <li>Objectives: Achromatic 4x/0.10 - Achromatic 10x/0.25 - Achromatic 40x/0.65. All with anti-fungus treatment.</li> <li>Specimen stage: StagErase&trade; eraseable mechanical stage, 125x125 mm, 62x24 mm X-Y movement range. Vernier scale on the two axes, accuracy: 0.1 mm.</li> <li>Focusing: Coaxial coarse and fine focusing mechanism with limit stop to prevent the contact between objective and specimen.</li> <li>Condenser: Abbe N.A. 1.25, pre-centered, focusable, with iris diaphragm.</li> <li>Illumination: 1 W LED, with brightness control, rechargeable batteries.</li> <li>Color temperature: 6,300 K.</li> <li>Multi-plug 100-240Vac/5Vdc external power supply.</li> </ul> | 306.95 | EA | FVRATE20 | 1
Biology | PP00050386 | Binocular Brightfield Microscope 400x | <p>The Optika B-60 Series is designed for novice users and are a particularly useful tool for introductory microscopy at primary level and beyond.&nbsp;</p> <p>The cordless, modern binocular microscope is ideal for students, and mainly primary schools, with achromatic lenses (400x), FN18 eyepieces, finite optical system, coaxial focusing, StagErase&trade; eraseable mechanical stage, Abbe condenser and 1 W LED illumination with rechargeable batteries. The microscopes are slim and easy to carry, it is equipped with arm/wrist rest support to reduce the fatigue during use and the long lasting LED illumination provides years of use.&nbsp;</p> <p>Benefits:</p> <ul> <li>Designed for novice users (students and primary schools especially)</li> <li>18 mm field number for an extended observation area</li> <li>StagErase&trade; eraseable mechanical stage to reduce scratches</li> <li>Arm/wrist rest support to reduce the fatigue during use</li> <li>Compact, practical and intuitive to use</li> <li>Easy to handle, also by the youngest users</li> <li>Sturdy and durable for extended lifetime</li> <li>Longlife LED illumination (providing many years of use)</li> <li>Cordless use, totally independent from the mains connection</li> <li>Low voltage, external power supply for enhanced safety and convenient servicing</li> </ul> <p>Technical Features:</p> <ul> <li>Head: Binocular, 30&deg; inclined; 360&deg; rotating.</li> <li>Dioptric adjustment: Left eyepiece.</li> <li>Eyepieces: WF10x/18 mm, secured by screw.</li> <li>Nosepiece: Quadruple ball bearings revolving nosepiece, reversed.</li> <li>Objectives: Achromatic 4x/0.10 - Achromatic 10x/0.25 - Achromatic 40x/0.65. All with anti-fungus treatment.</li> <li>Specimen stage: StagErase&trade; eraseable mechanical stage, 125x125 mm, 62x24 mm X-Y movement range. Vernier scale on the two axes, accuracy: 0.1 mm.</li> <li>Focusing: Coaxial coarse and fine focusing mechanism with limit stop to prevent the contact between objective and specimen.</li> <li>Condenser: Abbe N.A. 1.25, pre-centered, focusable, with iris diaphragm.</li> <li>Illumination: 1 W LED, with brightness control, rechargeable batteries. Color temperature: 6,300K.</li> <li>Multi-plug 100-240Vac/5Vdc external power supply.</li> </ul> | 300.49 | EA | FVRATE20 | 1
Biology | PP00050387 | C-WF camera 5 MP CMOS Wi-Fi multi-plug | <p>The most flexible way to create a digital microscope is to combine a digital camera to a standard microscope. You can then move the camera onto different microscopes or use different cameras on any microscope for an incredible versatility.</p> <p>OPTIKA microscope cameras are easy-to-use, affordable and professionally selected for excellent colour resolution and rapid transmission. The downloadable, free of charge software is always available to enable the latest updates.&nbsp;&nbsp;</p> <p>This USB powered intuitive, cost-effective and user-friendly Wi-Fi camera offers good resolution, CMOS sensor and Wi-Fi connection, and is recommended for basic/general applications in education and home use. Work in a fully interactive, flexible and dynamic digital classroom and maximize the efficiency of learning processes. Direct Wi-Fi as no router is required thanks to the direct remote application for simplified use. Ready to use on any microscope with direct eyepiece tube connection, thanks to the C-mount projection lens and rings included. Connectable also to all the trinocular tube of different brands using the C-mount projection lens included or additional focusable C-Mount adapter. Downloadable, free of charge software (Windows, Mac OS or Linux) is always available to enable the latest updates.</p> <ul> <li>Ideal for interactive, flexible and dynamic learning processes</li> <li>Simple, intuitive operation with powerful software</li> <li>Universal connection to any microscope brand</li> <li>Direct eyepiece &amp; trinocular port connection</li> <li>1 MP images: Wi-Fi interface</li> <li>USB Powered</li> <li>Direct Wi-Fi connection (no router is required)</li> <li>Connectable to PC, smartphones, tablets and any other device</li> <li>Supported by any device (PC, tablet or smartphone)</li> <li>Image and video capturing function when used in Wi-Fi mode</li> <li>Reliable colour fidelity</li> <li>C-mount projection lens and rings included</li> <li>USB cable and calibration slide included</li> <li>Downloadable, free of charge software&raquo; OPTIKA ProView &amp; LiteView for Windows</li> <li>OPTIKA LiteView for Mac OS or Linux</li> </ul> | 373.05 | EA | FVRATE20 | 1
Lab Equipment | PP00050416 | Y Connector 6-7mm | <p>Tubing Connector: Y-Shaped 6 - 7mm</p> <p>Polypropylene, with rifled end for rubber tubing.&nbsp; May be autoclaved.&nbsp; To fit tubing of 8mm bore.</p> <ul> <li>Connector Size: 6-7mm</li> <li>Appropriate Tubing: 8mm bore</li> </ul> | 1.89 | EA | FVRATE20 | 1
Physics | PP00050429 | GM Tube For Digi Counter | <p>The new Philip Harris GM Probe has been developed by our own in-house experts who sought to provide a more versatile and cost effective option for the general usage of a Geiger Muller tube in schools and colleges.&nbsp;</p> <ul> <li>Detects alpha, beta and gamma radiation.</li> </ul> <p>The probe has a BNC connector and it does not require a separate holder, meaning it can easily be mounted, positioned and held using a retort stand and clamp.</p> <p>The probe is compatible with timers and counters that require an external anode resistor (including the Philip Harris S-Range Digicounter).</p> <p><strong>Please Note:&nbsp;this GM Probe is not suitable as a replacement for the ZP1481 Tube used for the undertaking of the annual Radioactive Source Testing in schools.&nbsp; It is for classroom use only.&nbsp;&nbsp;</strong></p> <ul> <li>Operating Voltage Range: 450 - 650V</li> <li>Window Thickness: 1.5 - 2.0 mg cm-2</li> <li>Operating Temperature Range: -40 to +75&deg;C</li> <li>Anode/Cathode Capacity: 3pF</li> </ul> | 172.75 | EA | FVRATE20 | 1
Glassware, Plastics & Ceramics | PP00050490 | Single plastic stopper - 100ml to 250ml | <p>Plastic Stopper for 100ml and 250ml Volumetric Flasks</p> <ul> <li>Stopper Size: 14.5/23</li> </ul> | 1.19 | EA | FVRATE20 | 1
Glassware, Plastics & Ceramics | PP00050491 | Vol Plastic stoppers - 500ml | <p>Plastic Stopper for 500ml Volumetric Flasks.</p> <ul> <li>Stopper Size: 19/26</li> </ul> | 1.19 | EA | FVRATE20 | 1
Computing & ICT | PP00050510 | Sphero Bolt | <p>The Sphero BOLT is an innovative, app-enabled robotic ball designed to inspire creativity and engagement in pupils through coding and play. Its programmable 8x8 LED Matrix allows students to animate visuals and display real-time data, making abstract programming concepts tangible and appealing.</p> <p>Compatible with the Sphero Edu app, accessible on nearly any mobile or desktop device, the BOLT encourages students from Key Stage 2 upwards to explore coding using multiple approaches: drawing, Scratch blocks, and JavaScript. This flexibility supports learners at different skill levels, from beginners to more advanced programmers.</p> <p>With built-in sensors including Infrared, Compass, Light Sensor, Gyroscope, Accelerometer and Motor Encoders, pupils can experiment with a variety of hands-on activities, deepening their understanding of computing, robotics, and data collection.</p> <p>Besides coding, the BOLT is great fun to drive and play with using the Sphero Play app, making it an excellent resource to engage children practically while developing computational thinking and problem-solving skills.&nbsp;</p> | 169.99 | EA | FVRATE20 | 1
Data Logging | PP00050561 | Wireless Force and Accelerometer Sensor | <p>Wireless Force and Accelerometer Sensor for the Philip Harris SensorDisc.</p> <p>The Force and Accelerometer Sensor can be connected to the SensorDisc via BlueTooth or via the miniUSB connector on the datalogger.</p> <p>Specification:</p> <ul> <li>Measurement: Force, 3-axis acceleration</li> <li>Force Range: &plusmn;50N</li> <li>Acceleration Range: &plusmn;8g</li> <li>Sampling Rate: 500Hz</li> </ul> <p><strong>Please note: the SensorDisc Datalogger is not included.</strong></p> | 273.65 | EA | FVRATE20 | 1
Data Logging | PP00050562 | External Respiration sensor-200 to 200 L | <p>External Respiration Sensor for the Philip Harris SensorDisc</p> <p>The probe is connected to the SensorDisc Datalogger via the micro-USB external probe connector.&nbsp; It can be used to show the respiration air flow reading in Litres per minute.</p> <p>Includes a mouthpiece which is easily cleaned and disinfected.</p> <p>Specification:</p> <ul> <li>Probe Range: -200 to +200L/min</li> </ul> <p><strong>Please note: the SensorDisc Datalogger is not included.</strong></p> | 132.15 | EA | FVRATE20 | 1
Data Logging | PP00050563 | External Voltage sensor -10 to 10V | <p>External Voltage Sensor for the Philip Harris SensorDisc.</p> <p>The probe is connected to the SensorDisc Datalogger via the micro-USB external probe connector.&nbsp; The red and black banana cables are used to connect the probe into the circuit for measurement.&nbsp;&nbsp;</p> <p>Specification:</p> <ul> <li>Probe Range: -10V to +10V</li> <li>Probe Accuracy: &plusmn;2%</li> </ul> | 68.99 | EA | FVRATE20 | 1
Data Logging | PP00050564 | External Current sensor -250 to 250mA | <p>External Current Sensor for the Philip Harris SensorDisc.</p> <p>The probe is connected to the SensorDisc Datalogger via the micro-USB external probe connector.&nbsp; The red and black banana cables are used to connect the probe into the circuit for measurement.&nbsp;&nbsp;</p> <p>Specification:</p> <ul> <li>Probe Range: -250mA to +250mA</li> <li>Probe Accuracy: &plusmn;4%</li> </ul> | 60.89 | EA | FVRATE20 | 1
Chemistry | PP00050635 | Replacement Condenser | <p>Replacement glass Condenser for the Stuart&reg; Merit W4000 Water Still (B8A90797).</p> | 573.99 | EA | FVRATE20 | 1
Biology | PP00050697 | Ignitor Coils For Food Calorimeter | <p>Spare ignitor coils for use with the Food Calorimeter Base Unit (B8R00546).</p> <ul> <li>Sold as a Pack of 10</li> </ul> | 26.45 | PK | FVRATE20 | 1
Biology | PP00050720 | Drosophila Food Starter Kit | <p>The Drosophila Food Starter Kit by Philip Harris contains everything you need to feed and house Drosophila melanogaster fly cultures for breeding (flies are available to purchase separately).&nbsp;</p> <p>Drosophila melanogaster are an excellent organism for visibly examining cross-breeding and genetics.&nbsp; Genetic traits such as eye colour, body colour and wing condition can be investigated by breeding normal type Drosophila melanogaster with other genetic hybrids (such as a culture possessing the vestigial wing trait).</p> <p>Flies can be anaesthetised and separated out for examination and further cross-breeding.</p> <p>Each kit contains:</p> <ul> <li>10 x Drosophila Vials with foam stopper, containing Drosophila Food</li> <li>10 x Ladders - for flies to climb&nbsp;</li> <li>5g pack of Yeast</li> </ul> <p>In order to activate the Drosophila food, add a couple of granules of yeast to each of the vials before the introduction of the flies.&nbsp;&nbsp;</p> <p><strong>N.B. Drosophila Fruit Flies are not included.</strong></p> <ul> <li>Always ensure the Drosophila vials are stoppered with a foam plug in between examination sessions.&nbsp;</li> </ul> | 38.35 | EA | FVRATE20 | 1
Primary Science | PP00050728 | Big Heart | <p>A colourful hands-on resource that will attract the attention of a class and stimulate interest in this complex subject. Excellent for use at a Primary level, also ideal for use during a Key Stage 3 Heart Dissection lesson.</p> <p>Includes:</p> <ul> <li>Fabric background,</li> <li>Detachable heart chambers,</li> <li>Fabric arrows,</li> <li>Labels,</li> <li>Teachers notes.</li> </ul> | 44.99 | EA | FVRATE20 | 1
Primary Science | PP00050729 | Big Tooth | <p>This unique fabric display is ideal for demonstrating the parts of a tooth and for emphasizing the importance of dental hygiene. Three smaller teeth enable discussions on types of teeth and their function.</p> <p>Includes:</p> <ul> <li>Fabric background,</li> <li>10 fabric tooth parts,</li> <li>3 smaller teeth,</li> <li>Labels</li> <li>Detailed teachers notes.</li> </ul> | 45.99 | EA | FVRATE20 | 1
Primary Science | PP00050730 | Big Eye | <p>An engaging resource for demonstration, revision and assessment of the structure of the human eye.</p> <ul> <li>Can be used to label parts of the eye.</li> <li>Can lead to discussions about the way the eye focuses and help explain eye sight defects.</li> </ul> <p>Includes:</p> <ul> <li>Fabric background,</li> <li>Removable pieces,</li> <li>Labels,</li> <li>Reference and activity sheets.</li> </ul> | 46.59 | EA | FVRATE20 | 1
Physics | PP00050819 | Three White Lights | <p>Slim and versatile LED light sources with bright White LEDs.</p> <p>The three separate LED units which allow you to experiment with parallelism, diffusion and convergence of light.&nbsp; Magnets on the side make attaching to a whiteboard for presentation easy.&nbsp;</p> <ul> <li>Dimensions: 120mm x 35mm x 20mm</li> <li>Materials: ABS</li> <li>Weight: 225g</li> <li>Batteries: 2 x AA batteries per light</li> </ul> | 16.29 | EA | FVRATE20 | 1
Physics | PP00050820 | Three Colour Lights | <p>Slim and versatile LED light sources with bright coloured LEDs.</p> <p>The three separate LED units which allow you to experiment with parallelism, diffusion and convergence of light.&nbsp; Magnets on the side make attaching to a whiteboard for presentation easy.&nbsp;</p> <ul> <li>Dimensions: 120mm x 35mm x 20mm</li> <li>Materials: ABS</li> <li>Weight: 225g</li> <li>Batteries: 2 x AA batteries per light</li> </ul> <p>Colours:</p> <ul> <li>Red,</li> <li>Blue,</li> <li>Green,&nbsp;</li> </ul> | 16.95 | EA | FVRATE20 | 1
Physics | PP00050830 | Bek 1.2k 0.5w Resistor | <p>BEK Resistor mounted on a yellow base plate with sockets to accommodate the connection of 4mm plug leads.</p> <p>Excellent for component investigation and general circuit work.</p> <ul> <li>Resistor: 1.2K&Omega;, 0.5W</li> </ul> | 2.75 | EA | FVRATE20 | 1
Physics | PP00050832 | Bek 2.2k 0.5w Resistor | <p>BEK Resistor mounted on a yellow base plate with sockets to accommodate the connection of 4mm plug leads.</p> <p>Excellent for component investigation and general circuit work.&nbsp;</p> <ul> <li>Resistor: 2.2K&Omega;, 0.5W</li> </ul> | 2.75 | EA | FVRATE20 | 1
Physics | PP00050834 | Bek 3.3k 0.5w Resistor | <p>BEK Resistor mounted on a yellow base plate with sockets to accommodate the connection of 4mm plug leads.</p> <p>Excellent for component investigation and general circuit work.</p> <ul> <li>Resistor: 3.3K&Omega;, 0.5W</li> </ul> | 2.75 | EA | FVRATE20 | 1
Physics | PP00050835 | Bek 4.7k 0.5w Resistor | <p>BEK Resistor mounted on a yellow base plate with sockets to accommodate the connection of 4mm plug leads.</p> <p>Excellent for component investigation and general circuit work.</p> <ul> <li>Resistor: 4.7K&Omega;, 0.5W</li> </ul> | 2.75 | EA | FVRATE20 | 1
Physics | PP00050838 | Bek 100uf 25v Electrolytic Capacitor | <p>BEK Electrolytic Capacitor mounted on a yellow baseplate with sockets to accommodate the connection of 4mm plug leads. Excellent for component investigation and general circuit work.</p> <ul> <li>Capacitor: 100&micro;F, 25V Electrolytic&nbsp;</li> </ul> <p><strong><em>WARNING: This device stores electrical energy in an electric field and can become harmful if it is not used appropriately. Electrolytic capacitors are polarised devices. The voltage connected to the anode (+) must be higher than the voltage connected to the cathode (-). If a voltage is connected in reverse polarity, the component will fail; this may cause overheating and explosion.</em></strong></p> | 2.75 | EA | FVRATE20 | 1
Physics | PP00050840 | Bek 470uf 25v Electrolytic Capacitor | <p>BEK Electrolytic Capacitor mounted on a yellow baseplate with sockets to accommodate the connection of 4mm plug leads. Excellent for component investigation and general circuit work.</p> <ul> <li>Capacitor: 470&micro;F, 25V Electrolytic&nbsp;</li> </ul> <p><strong><em>WARNING: This device stores electrical energy in an electric field and can become harmful if it is not used appropriately. Electrolytic capacitors are polarised devices. The voltage connected to the anode (+) must be higher than the voltage connected to the cathode (-). If a voltage is connected in reverse polarity, the component will fail; this may cause overheating and explosion.</em></strong></p> | 2.75 | EA | FVRATE20 | 1
Glassware, Plastics & Ceramics | PP00050842 | Petri Dish Holder | <p>This aluminum Petri Dish Holder can be used to safely and securely transport up to 30 Petri Dishes. &nbsp;The holder is autoclavable and has a folding handle. &nbsp;Petri Dishes are not included.</p> <ul> <li>Material: Aluminium</li> <li>Dimensions : (W)325mm x (D)110mm x (H)170mm</li> <li>Capacity (number of Petri Dishes): 30 x 90mm diameter Petri dishes.</li> </ul> <p>Please note: Petri Dishes are not included.</p> | 25.05 | EA | FVRATE20 | 1
Physics | PP00050860 | Alnico Magnets - 37 X 12 X 7mm | <p>Alnico Rectangular Bar Magnets.</p> <ul> <li>Dimensions: 37mm x 12mm x 7mm</li> <li>Supplied in pairs with keepers</li> </ul> | 6.39 | EA | FVRATE20 | 1
Physics | PP00050871 | Jenway 6300 Spectrophotometer | <p>The Jenway 6300 Visible Spectrophotometer is a high quality, low cost unit which is ideal for spectrophotometric applications in schools &amp; colleges. The spectrophotometer has a large wavelength with Absorbance, %T and concentration modes. &nbsp;It has a multi-parameter display with wavelength and photometric readouts and it utilises a high quality, tungsten halogen lamp.</p> <p>The Spectrophotometer is supplied with the following:</p> <ul> <li>Mains Lead (for 230V/50Hz)</li> <li>Pack of 100 Disposable Cuvettes</li> <li>10mm x 10mm cell holder</li> <li>Interface Cable</li> <li>PC Software on CD-ROM which requires free on-line registration following the manufacturer's instructions.</li> </ul> <p>Technical Specifications:</p> <ul> <li>Wavelength Range: 320-950nm</li> <li>Wavelength Resolution: 1nm</li> <li>Wavelength Accuracy: +/-2nm</li> <li>Spectral Bandwidth: 8nm, 6nm over the UV range</li> <li>Transmittance: 0 to 199.9T</li> <li>Absorbance: -0.300 to 1.999A</li> <li>Accuracy: +/-1T @ 10T, +/-0.04Abs at 1.000 Absorbance</li> <li>Resolution: 0.1T, 0.001A</li> <li>Stray Light: 0.5T at 220 and 340nm</li> <li>Stability: 0.002Ah after 30 minutes</li> <li>Concentration Range: -300 to 1999</li> <li>Concentration Resolution: 0.1 to 1</li> <li>Units: ppm, mgl, gl, M, blank</li> <li>Factor: 0 to 199.9, 1000 to 9999</li> <li>Light Source: Tungsten Halogen Lamp</li> <li>Outputs: Analogue and RS232</li> <li>Power: 50W</li> <li>Dimensions: (W)365mm x (D)272mm x (H)160mm</li> <li>Weight: 6kg</li> </ul> | 3129.95 | EA | FVRATE20 | 1
Glassware, Plastics & Ceramics | PP00050872 | Burette Storage Rack | <p>Burette Storage Rack - 12 Burettes</p> <p>Natural wood burette rack with metal support rods, perfect for safe storage of burettes in the laboratory.&nbsp; Accepts a maximum of 12 burettes of up to 50 ml capacity or up to 2 cm diameter.&nbsp; Special design for easy racking and removing of burettes.&nbsp; Wall mounting brackets included.</p> <ul> <li>Number of Burettes: 12</li> <li>Burette Size: max. 50ml (2cm diameter)</li> <li>Material: Natural wood</li> <li>Rack Dimensions: 813mm x 76mm x 597mm</li> </ul> | 24.15 | EA | FVRATE20 | 1
Glassware, Plastics & Ceramics | PP00050873 | Dropping Bottle Holder | <p>Dropping Bottle Holder which will accommodate 3 x glass dropping bottles.</p> <p>Hole diameter 45mm</p> <p>Block size (L)200mm x (W)65mm</p> | 4.55 | EA | FVRATE20 | 1
Biology | PP00050876 | Potometer Ganong | <p>Ganong's Potometer</p> <p>For the demonstration of transpiration rates and rates of water absorption by a cut shoot under various external conditions.</p> <p>The whole apparatus is filled with water and a plant shoot is sealed into a stopper which fits the end tube.</p> <p>The open end of the capillary tube, which is graduated in millimeters, is placed into a beaker of water.&nbsp; An air bubble is generator by dipping the graduated tube out of and back into a beaker of water.</p> <p>The position of the air bubble may easily be adjusted by opening the glass stopcock to admit water from the reservoir.</p> <p>The air bubble can be made more visually obvious using coloured water.</p> <ul> <li>Apparatus is mounted on a wooden base by clips.</li> </ul> <p>Different environmental factors can be investigated.&nbsp; For example, by adding petroleum jelly to the upper surface of the leaves, or by placing the plant inside a plastic bag.</p> <ul> <li>Base Dimensions: approximately (L)311mm x (H - to top of reservoir) 165mm</li> <li>Reservoir Diameter: approximately 19mm</li> <li>Capillary Bore Diameter: 1mm</li> </ul> | 23.55 | EA | FVRATE20 | 1
Physics | PP00050877 | Moment Of Force Apparatus | <p>This apparatus demonstrates the relationship between moment of force, the amount of force and the length of the lever arm.</p> <p>By simply adjusting weights fitted on a meter stick lever to establish equilibrium, students will observe the law of torque for various centres of rotation, compare clockwise and counter-clockwise torques, measure various lever arms, and calculate torque.</p> <p>Equipment consists of a meter stick, three knife edge clamps and an aluminium support.</p> <ul> <li>Supplied with 100g &amp; 200g hooked weight.</li> </ul> | 29.09 | EA | FVRATE20 | 1
Glassware, Plastics & Ceramics | PP00050888 | Premium Wash Bottle - 250ml | <p>250ml wash bottle, made from high quality LDPE. &nbsp;Translucent, flexible and unbreakable. &nbsp;High chemical durability and moderate heat tolerance. &nbsp;Can withstand temperatures between -50-80 degrees C. &nbsp;Good resistance to acids, alcohols and bases. &nbsp;Features a sturdy delivery tube which is integrated into the top screw cap for leak-proof liquid dispensing. &nbsp;The delivery tube is attached to an inner tube which reaches the bottom of the bottle.</p> <ul> <li>Dimensions: (H)114mm x (D)60mm</li> <li>Capacity: 250ml</li> </ul> | 2.55 | EA | FVRATE20 | 1
Glassware, Plastics & Ceramics | PP00050890 | Chemical Wash Bottle - 500ml | <p>500ml wash bottle, made from high quality LDPE. &nbsp;A labelling band across the bottle offers a place to write the contents of the bottle. &nbsp;Wide mouth for easy refilling. &nbsp;Each bottle features a two-piece construction consisting of a bottle and leak-proof cap with built in nozzle. &nbsp;Self-venting design eliminates leaks and dripping. &nbsp;Easy to control squeeze for dispensing.&nbsp; Plain white label design offers a place to write contents.&nbsp;</p> <ul> <li>Capacity: 500ml</li> </ul> | 4.05 | EA | FVRATE20 | 1
Glassware, Plastics & Ceramics | PP00050899 | Acetone Bottle - 500ml | <p>Acetone Wash Bottle - 500ml</p> <p>This specially designed wash bottle is made from high quality LDPE. &nbsp;The low density polyethylene plastic is very responsive, with smooth bounce back that won't get stiff over time.</p> <p>The bottle is labelled for Acetone and features chemical information as well as hazard, safety and first aid precautions.</p> <p>With wide mouth for easy refilling. &nbsp;</p> <p>The red colour-coded cap with built-in nozzle allows for easy identification. &nbsp;</p> <p>Easy to control squeeze for dispensing.&nbsp; Designed to be self venting to eliminate leaks and dripping.&nbsp;</p> <ul> <li>Capacity: 500ml</li> <li>Labelling: Acetone</li> </ul> <p><strong>Please Note:</strong> Acetone is not included.</p> | 4.05 | EA | FVRATE20 | 1
Glassware, Plastics & Ceramics | PP00050905 | Distilled Water Bottle - 500ml | <p>500ml Distilled Water wash bottle, made from high quality LDPE. &nbsp;The bottle is labelled for Distilled Water. &nbsp;Self-venting with easy to read label. &nbsp;Wide mouth for easy refilling. &nbsp;Each bottle features a two-piece construction consisting of a bottle and leak-proof cap with built in nozzle. &nbsp;Self-venting design eliminates leaks and dripping. &nbsp;Easy to control squeeze for dispensing.</p> <ul> <li>Capacity: 500ml</li> <li>Labelling: Distilled Water</li> </ul> | 4.15 | EA | FVRATE20 | 1
Glassware, Plastics & Ceramics | PP00050909 | Pyrex Crystallising Basin 115x65mm | <p>Pyrex&reg; flat bottom crystallising basin made from chemically and thermally resistant Borosilicate glass, without spout.</p> <ul> <li>Capacity: 500ml</li> <li>Material: Borosilicate Glass</li> <li>Dimensions: 115mm x 65mm</li> </ul> | 12.39 | EA | FVRATE20 | 1
Glassware, Plastics & Ceramics | PP00050910 | Pyrex Cult Bottles 18X100mm | <p>Pyrex&reg; culture tube made from Borosilicate Glass, with a PTFE lined screw-cap.&nbsp;&nbsp;Ideal for general culture work.&nbsp; Not recommended for centrifugation.&nbsp;&nbsp;Cap must be loose in order to autoclave.</p> <ul> <li>Dimensions: 18mm x 100mm</li> <li>Capacity: 15mls</li> </ul> | 8.59 | EA | FVRATE20 | 1
Glassware, Plastics & Ceramics | PP00050911 | Stoppered Volumetric Flask ClassA 50ml | <p>Pyrex&reg; Stoppered Class A Volumetric flask, inscriptions in white enamel. Borosilicate glass. Fitted with chemically resistant polypropylene stopper. &nbsp;Complies with ISO 1042 and DIN 12664</p> <ul> <li>Capacity: 50ml</li> <li>Height: 140mm</li> <li>Stopper Size: 12/21</li> </ul> | 14.49 | EA | FVRATE20 | 1
Biology | PP00050938 | Chloroplast | <p>This detailed, brightly coloured 3D model of a greatly magnified Chloroplast with vibrantly coloured structures is ideal for studying the structure and function of this key plant cell organelle.&nbsp;</p> <p>Key features include:</p> <ul> <li>Ribosomes,</li> <li>DNA,</li> <li>Starch Granule,</li> <li>Outer Membrane,</li> <li>Inner Membrane,</li> <li>Stroma,</li> <li>Thylakoids,</li> <li>Granum,</li> <li>Lamellae,</li> <li>Lumen</li> </ul> <p>All features are coloured and numbered for comparison with the key that is included.&nbsp; This model provides a visually and kinaesthetically effective method for studying the structure and function of the chloroplast, an extremely important organelle in a plant cell.</p> <ul> <li>Base Dimensions: 254mm x 178mm x 26mm</li> <li>Model Dimensions: 254mm x 153mm&nbsp;</li> <li>Overall Height: 267mm</li> </ul> | 61.95 | EA | FVRATE20 | 1
Glassware, Plastics & Ceramics | PP00050975 | Pyrex Filter Funnel Plain 80mm Diam | <p>Pyrex&reg; short stem filter funnels are ideal for a wide range of filtration activities within the laboratory. Made from borosilicate glass which is both chemical &amp; heat resistant.&nbsp; Short stemmed.</p> <ul> <li>Diameter: 80mm</li> </ul> | 13.99 | EA | FVRATE20 | 1
Lab Equipment | PP00051016 | 2mm Adaptor Lead | <p>Safety lead for use with EHT and Electron Diffraction Tube. Lead has a protected 4mm plug on one end for connection to an EHT or HT power supply, and the other end is a 2mm plug for connection to the cathode of Electron Diffraction Tube. Assembled on highly flexible, double insulated PVC 1mm&sup2;.</p> <ul> <li>Length: 1000mm&nbsp;</li> <li>Wire Cross Section: 1mm&sup2;</li> <li>Continuous Current: 10A</li> </ul> | 15.19 | EA | FVRATE20 | 1
Site Maintenance | PP00051150 | Energizer Metal Vision HD 3AAA Torch | <p>The <em>Energizer&reg; </em>Vision HD Compact light delivers high-performance innovation in a convenient size. Designed to fit in your vehicle, pocket or bag, the <em>Energizer </em>Vision HD Compact is perfect for a wide variety of tasks. Unique MAXVIZ technology delivers a wide, powerful beam that provides users sharp, high-definition vision. A smooth, digital switch provides access to multiple beam settings: high, power saver and emergency strobe modes. Featuring an advanced alloy construction, the <em>Energizer </em>Vision HD is a durable solution that delivers powerful daylight-color illumination at home or on-the-go.</p> <ul> <li>Durable aircraft grade aluminum construction</li> <li>Delivers a wide and powerful beam</li> <li>Smooth digital switch to allow easy access to light modes</li> <li>Hold the switch for two seconds to activate strobe mode</li> <li>Easily replaceable batteries</li> <li>Shatterproof lens</li> <li>Operates on 3 AAA batteries</li> <li>Up to 12X Brighter than Standard LED Technology</li> <li>Compliant to EN62471 and part 15 of the FCC rules</li> </ul> | 23.59 | EA | FVRATE20 | 1
Lab Equipment | PP00051226 | Ohaus Navigator Balance NV1202 | <p>OHAUS raises the bar in price-performance ratio with the newly-designed Navigator series which is perfect for general weighing applications in laboratory, industrial and education settings. Ruggedly constructed and multifunctional, the Navigator's a powerful balance that can handle a diverse range of weighing applications with features such as fast stabilization time, overload protection at four times its rated capacity, and easy operation.</p> <ul> <li>Maximum Capacity: 1,200g</li> <li>Readability: 0.01g</li> <li>Stabilisation Time: 2 seconds</li> <li>Weighing Units: Gram;&nbsp; Kilogram;&nbsp; Pound;&nbsp; Ounce;&nbsp; Pound:Ounce;&nbsp; Ounce Troy;&nbsp; Grain;&nbsp; Newton;&nbsp; Carat;&nbsp; Pennyweight</li> <li>Pan Size: 5.7 in x 7.5 in (144 mm x 190 mm)</li> <li>Overall Dimensions: 70 mm x 230 mm x 204 mm</li> <li>Power Supply: AC Adapter (Included);&nbsp; 4 C (LR14) Batteries (Not Included)</li> <li>Battery Life: 200 Hours with disposable batteries</li> <li>LCD backlight</li> <li>Each</li> </ul> | 285.95 | EA | FVRATE20 | 1
Lab Equipment | PP00051229 | Ohaus Navigator Balance NVT4201 | <p>OHAUS raises the bar in price-performance ratio with the newly-designed Navigator series which is perfect for general weighing applications in laboratory, industrial and education settings. Ruggedly constructed and multifunctional, the Navigator's a powerful balance that can handle a diverse range of weighing applications with features such as fast stabilization time, overload protection at four times its rated capacity, and easy operation.</p> <ul> <li>Maximum capacity 4,200g</li> <li>Readability 0.1g</li> <li>Stabilisation Time: 1.5 seconds</li> <li>Pan Size: 6.9 in x 9.1 in (174 mm x 230 mm)</li> <li>Overall Dimensions: 250 mm x 74 mm x 240 mm</li> <li>Weighing Units: Ounce Troy; Pennyweight; Newton; Grain; Gram; Kilogram; Pound; Carat; Ounce; Pound: Ounce</li> <li>Power Supply: 4 C (LR14) Batteries (Not Included);&nbsp; AC Adapter (Included)</li> </ul> | 262.95 | EA | FVRATE20 | 1
Mathematics | PP00051232 | Mechanical Scales Purple | <p>Brought to you by Hope these Mechanical Scales feature an easy to read dial with metric and imperial measures, they are compact for easy storage and the bowl is dishwasher-safe. Max weight: 5kg x 40g,11lb x 1oz. Product dimensions: W280 x H450 x L390mm.</p> <p>Reasons to Love&nbsp;</p> <ul> <li>Allows children to easily measure various objects through the easy to read dial, equipped with both metric and imperial units - great for teaching conversions between measures higher up the school.</li> <li>Weighing bowl is dishwasher friendly, allowing children to weigh or find the mass of the messiest of items.</li> </ul> <p>Learning Outcomes</p> <ul> <li>Perfect resource in getting children to compare and estimate the mass of objects before actually determining their weight.</li> </ul> | 11.99 | EA | FVRATE20 | 1
Mathematics | PP00051233 | Mechanical Scales Blue | <p>Brought to you by Hope these Mechanical Scales feature an easy to read dial with metric and imperial measures, they are compact for easy storage and the bowl is dishwasher-safe. Max weight: 5kg x 40g,11lb x 1oz. Product dimensions: W280 x H450 x L390mm.</p> <p>Reasons to Love&nbsp;</p> <ul> <li>Allows children to easily measure various objects through the easy to read dial, equipped with both metric and imperial units - great for teaching conversions between measures higher up the school.</li> <li>Weighing bowl is dishwasher friendly, allowing children to weigh or find the mass of the messiest of items.</li> </ul> <p>Learning Outcomes</p> <ul> <li>Perfect resource in getting children to compare and estimate the mass of objects before actually determining their weight.</li> </ul> | 10.99 | EA | FVRATE20 | 1
Mathematics | PP00051234 | Mechanical Scales Orange | <p>Brought to you by Hope these Mechanical Scales feature an easy to read dial with metric and imperial measures, they are compact for easy storage and the bowl is dishwasher-safe. Max weight: 5kg x 40g,11lb x 1oz. Product dimensions: W280 x H450 x L390mm.</p> <p>Reasons to Love&nbsp;</p> <ul> <li>Allows children to easily measure various objects through the easy to read dial, equipped with both metric and imperial units - great for teaching conversions between measures higher up the school.</li> <li>Weighing bowl is dishwasher friendly, allowing children to weigh or find the mass of the messiest of items.</li> </ul> <p>Learning Outcomes</p> <ul> <li>Perfect resource in getting children to compare and estimate the mass of objects before actually determining their weight.</li> </ul> | 10.99 | EA | FVRATE20 | 1
Mathematics | PP00051235 | Mechanical Scales Green | <p>Brought to you by Hope these Mechanical Scales feature an easy to read dial with metric and imperial measures, they are compact for easy storage and the bowl is dishwasher-safe. Max weight: 5kg x 40g,11lb x 1oz. Product dimensions: W280 x H450 x L390mm.</p> <p>Reasons to Love&nbsp;</p> <ul> <li>Allows children to easily measure various objects through the easy to read dial, equipped with both metric and imperial units - great for teaching conversions between measures higher up the school.</li> <li>Weighing bowl is dishwasher friendly, allowing children to weigh or find the mass of the messiest of items.</li> </ul> <p>Learning Outcomes</p> <ul> <li>Perfect resource in getting children to compare and estimate the mass of objects before actually determining their weight.</li> </ul> | 10.99 | EA | FVRATE20 | 1
Filing & Folders | PP00051358 | Classmates A4 Ring Binder Blue - Pack of | <p>Secure your files safely with this Classmates Ringbinder.</p> <ul> <li>Pack of 10</li> <li>Features to O rings for added security.</li> <li>Colour: Blue</li> <li>Available in a variety of colours.</li> </ul> | 12.99 | PK | FVRATE20 | 1
Pencils | PP00051366 | Paper Mate Mechanical HB Pencils - Box o | <p>Forget about broken leads and stay focused on your thoughts with the shock-absorbing tip of Paper Mate Non-Stop Mechanical Pencils. With an innovative tip that lowers lead breakage and a smooth twist-to-advance design, it's the mechanical pencil you can trust for your most important writing. Paper Mate mechanical pencils keep your message on point.</p> <ul> <li>Mechanical pencil features shock-absorbing tip for low lead breakage</li> <li>Twistable tip eliminates the need to stop and sharpen</li> <li>Dark #2 lead creates smooth, consistent marks</li> <li>Eraser makes do-overs easy</li> <li>Yellow Barrel</li> <li>Box of 12</li> </ul> | 8.99 | PK | FVRATE20 | 1
Filing & Folders | PP00051370 | Classmates A4 Ring Binder Red - P10 | <p>Secure your files safely with this Classmates Ringbinder.</p> <ul> <li>Pack of 10</li> <li>Features to O rings for added security.</li> <li>Red</li> <li>Available in a variety of colours.</li> </ul> | 12.99 | PK | FVRATE20 | 1
Filing & Folders | PP00051372 | Classmates A4 Ring Binder Yellow P10 | <p>Secure your files safely with this Classmates Ringbinder.</p> <ul> <li>Pack of 10</li> <li>Features two O rings for added security.</li> <li>Yellow</li> <li>Available in a variety of colours.</li> </ul> | 12.99 | PK | FVRATE20 | 1
Filing & Folders | PP00051383 | Classmates A4 Ring Binder Green - Pack o | <p>Secure your files safely with this Classmates Ringbinder.</p> <ul> <li>Pack of 10</li> <li>Features two O rings for added security.&nbsp;</li> <li>Green</li> <li>Available in a variety of colours.</li> </ul> | 12.99 | PK | FVRATE20 | 1
Filing & Folders | PP00051463 | Economy Pocket A4 Clear - Pack 100 | <p>You can trust our Classmates Economy Pockets to keep your documents organised and secure. This pack of 100 A4 clear pockets is perfect for everyday filing and storage, offering a practical solution for both home and office use.</p> <p>Made from 35-micron polypropylene, these pockets are designed to be lightweight yet durable, providing reliable protection for your papers. The lightly embossed finish reduces glare, ensuring easy readability, while the top-opening design allows for quick and simple document access. Featuring a white multi-punched spine, these pockets are compatible with standard lever-arch and ring binder files. Plus, they are made from 100% recycled materials, making them an eco-friendly choice.</p> <ul> <li>A4 clear polypropylene pockets for everyday use</li> <li>35-micron thickness for reliable, lightweight protection</li> <li>Lightly embossed to reduce glare</li> <li>Top-opening design for easy access</li> <li>White multi-punched spine for compatibility with standard files</li> <li>100% recycled material for eco-conscious filing</li> <li>Pack of 100, ideal for keeping your documents neatly organised</li> </ul> <p>Classmates Economy Pockets &ndash; a smart, sustainable choice for all your filing needs.</p> | 7.29 | PK | FVRATE20 | 1
Outdoor | PP00051497 | 42L Flexitub Sage | <p>Indoors or outdoors, this flexi tub will solve all of your storage needs.</p> <ul> <li>With handles for easy grip and transportation</li> <li>Suitable for multipurpose use, indoor and outdoors&nbsp;</li> <li>Will easily stack together for compact storage</li> </ul> <p>42 Litre Capacity</p> | 10.99 | EA | FVRATE20 | 1
Outdoor | PP00051498 | 42L Flexitub Green | <p>Indoors or outdoors, this flexi tub will solve all of your storage needs.</p> <ul> <li>With handles for easy grip and transportation</li> <li>Suitable for multipurpose use, indoor and outdoors</li> <li>Will easily stack together for compact storage&nbsp;</li> </ul> <p>42 Litre Capacity</p> | 10.99 | EA | FVRATE20 | 1
Catering | PP00051549 | Haden Fridge HR130W | <p>This under counter fridge by Haden has a narrow 50cm width, so it fits neatly into smaller spaces. The HR130W has two adjustable glass shelves for storage, along with a salad crisper and an icebox that's suitable for the long term storage of food. This model has reversible door hinges and mechanical temperature controls.</p> <ul> <li>83L Net Capacity</li> <li>14L Four Star Rated Icebox</li> <li>Adjustable Safety Glass Shelves</li> <li>Flame Retardant Metal Back</li> <li>Mechanical Temperature Control</li> <li>Reversible Door</li> <li>Salad Crisper</li> <li>Dimensions: H84.5 x W50.1 x D54cm&nbsp;</li> </ul> <p>Please note, this product can not be delivered to Northern Ireland.</p> | 240.79 | EA | FVRATE20 | 1
Physics | PP00051573 | Magnadur Magnets - 40 X 25 X 6mm | <p>Magnadur Magnets.</p> <ul> <li>Dimensions: 40mm x 25mm x 6mm</li> <li>Pack of 10</li> </ul> | 7.45 | PK | FVRATE20 | 1
Physics | PP00051630 | Helmholtz Coils | <p>A pair of precision coils with 4mm terminals. 400 turns of copper wire are wound on a former of about 150mm diameter. The coil is comprised of a support rod, which fits on the holders of the track system supplied, enabling them to be aligned on a common axis for measurements and the study of the magnetic fields. Normally used in pairs, each coil has 4 mm terminals and their distance apart is adjusted over the track supplied. The maximum current in the coil is 1A to avoid overheating. Direction of current is marked on each coil.&nbsp;</p> <ul> <li>The minimum &amp; maximum distance the coils can be apart is 44.5mm to 305mm (1.75" to 12").&nbsp;</li> <li>The overall dimensions are (H)165mm x (L)280mm x (W)165mm (6.5" height, 11" length, 6.5" width).</li> </ul> | 65.95 | EA | FVRATE20 | 1
Primary Science | PP00051829 | GroBox Window Garden - Broccoli | <p>The Broccoli GroBox Window Garden contains all the nutrients in the coir for your plants to grow and, because of innovative design, it has its own self-watering system.</p> <p>GroBox Window Gardens let you grow your own fresh and tasty food in just 6 to 10 days.</p> <p>The window garden also has the added benefit of being E-coli tested.</p> | 2.99 | EA | FVRATE20 | 1
Physics | PP00051868 | Bench Signal Generator | <p>A robust instrument for general laboratory use with all the advantages of the Spacesaver case. This updated model has a more accurate Direct Digital Synthesis signal source. The output signal is adjustable over the full audio range and beyond with a low level of distortion. Coarse frequency control is by way of a rotary switch spanning four decades and a calibrated tuning dial provides for fine frequency setting. The newly added LCD screen allows the user to accurately read the selected frequency.</p> <p>Output level is continuously variable up to a maximum of 2V r.m.s. under open circuit conditions. An audible signal from the built in speaker can be selected by depressing a front panel membrane switch. A similar switch enables selection of sinusoidal or square waveform, the status indicated by LEDs.</p> <p>Technical Specification:</p> <ul> <li>Frequency Range: 10Hz to 110kHz in four decade ranges selected by rotary switch</li> <li>Wave Forms: Sine or Square waveform selected by push switch with LED indication</li> <li>Sine Wave Distortion: 0.005%</li> <li>Square Wave Rise Time: Better than 0.25&micro;s</li> <li>Output: 0-2 rms (5.6V peak to peak) open circuit</li> <li>Output Control: Continuously variable amplitude control</li> <li>Built-in Speaker: Switch- Selected with LED indicator</li> <li>Floating Output: Separate Earth terminal</li> <li>Mains Switch: Rocker switch with indicator light</li> </ul> <p>Dimensions:</p> <ul> <li>Width: 175mm</li> <li>Diameter: 190mm</li> <li>Height: 298mm</li> <li>Mass: 3.1Kg</li> </ul> <p>Please be aware that this instrument is suitable for signal investigations, however, it <strong>IS NOT SUITABLE </strong>by itself for driving a loudspeaker, ripple tank or Vibration Generator. If you require an instrument for that purpose please refer to our Power Signal Generator (B8G85793).</p> <p>The Bench Signal Generator can be used alongside our Power Amplifier (B8R07696) to drive the loudspeaker, ripple tank, Vibration Generator where a Power Signal Generator is unavailable.</p> <p>This device is compliant to EN61010-2010 and certificates are available on request.</p> | 254.35 | EA | FVRATE20 | 1
Physics | PP00051875 | Metallic Marbles Assorted | <p>Metallic Marbles set containing approx 50 marbles in a bag.</p> <p>Colours may vary.</p> | 2.15 | EA | FVRATE20 | 1
Glassware, Plastics & Ceramics | PP00051876 | Pearl Adjustable Micro Pipette 2-20ul Wh | <ul> <li>2 - 20&mu;L</li> </ul> <p>A complete range of single-channel pipette volumes to cover all your possible needs. The sleek ergonomic design and reduced plunger pressure help reduce the chance of RSI, as the pipettes require 2/3rd the operation pressure of most standard pipettes. Each pipette is tested in accordance with standards and a calibration certificate is supplied.</p> <p>Precision metal components for both shaft and barrel ensure reliable performance and long life.</p> <p>Each unit is color-coded and labeled with volume range (both top and side for quick visual confirmation).</p> <p>Manufactured in accordance with ISO9001 and GLP regulations.</p> <ul> <li>Internal metal parts for increased accuracy and&nbsp;calibration stability</li> <li>Easy volume adjustment with locking tab to prevent&nbsp;accidental change</li> <li>Large digital volume display</li> <li>All Single Channel Pipettes come with a separate tip ejector&nbsp;</li> <li>Eight and Twelve Channel Pipettes do not have a tip ejector</li> <li>CE certified</li> <li>Autoclavable&nbsp;</li> </ul> <p><strong>Features:</strong></p> <ul> <li>Volume adjustment and low-force dispensing all in&nbsp;one button for convenience</li> <li>Slight downward slant to tip ejector button&nbsp;reduces hand fatigue, incidence of repetitive&nbsp;strain injury (RSI)</li> <li>Isolated volume locking ring prevents accidental&nbsp;volume changes</li> <li>Finger hook</li> <li>3-position volume display</li> <li>Universal tip cone</li> </ul> | 139.95 | EA | FVRATE20 | 1
Glassware, Plastics & Ceramics | PP00051877 | Pearl Adjustable Micro Pipette 20-200ul | <ul> <li>20 - 200&mu;L</li> </ul> <p>A complete range of single channel pipette volumes to cover all your possible needs. The sleek ergonomic design and reduced plunger pressure help reduce the chance of RSI, as the pipettes require 2/3rd the operation pressure of most standard pipettes. Each pipette is tested in accordance with standards and a calibration certificate is supplied.</p> <p>Precision metal components for both shaft and barrel ensure reliable performance and long life.</p> <p>Each unit is color coded and labeled with volume range (both top and side for quick visual confirmation).</p> <p>Manufactured in accordance with ISO9001 and GLP regulations.</p> <ul> <li>Internal metal parts for increased accuracy and&nbsp;calibration stability</li> <li>Easy volume adjustment with locking tab to prevent&nbsp;accidental change</li> <li>Large digital volume display</li> <li>All Single Channel Pipettes come with a separate tip ejector&nbsp;</li> <li>Eight and Twelve Channel Pipettes do not have a tip ejector</li> <li>CE certified</li> <li>Autoclavable&nbsp;</li> </ul> <p><strong>Features:</strong></p> <ul> <li>Volume adjustment and low-force dispensing all in&nbsp;one button for convenience</li> <li>Slight downward slant to tip ejector button&nbsp;reduces hand fatigue, incidence of repetitive&nbsp;strain injury (RSI)</li> <li>Isolated volume locking ring prevents accidental&nbsp;volume changes</li> <li>Finger hook</li> <li>3-position volume display</li> <li>Universal tip cone</li> </ul> | 139.95 | EA | FVRATE20 | 1
Appliances | PP00051878 | Mini Vortex Mixer 100-240VAC 5060Hz Univ | <p>This Mini Vortex Mixer features a simple touch operation for easy, one-handed use, freeing up your other hand to handle samples or perform other tasks. The unit is equipped with a stable, anti-slip base, which ensures that it remains steady during operation, preventing spills and accidents. The ergonomic design reduces strain and fatigue, allowing for comfortable, prolonged use.&nbsp;</p> <ul> <li>Stable platform and elastomer feet ensure that the unit stays stable during operation</li> <li>Rapid vortex action with low activation force</li> <li>Quiet operation with low vibration</li> <li>Low profile design and small footprint (only 4.3&rdquo; wide) saves valuable space&nbsp;</li> <li>Made of ABS and silicone materials that are chemical-resistant</li> <li>When performing repetitive procedures, a low activation force helps prevent user fatigue</li> </ul> <p><strong>Specifications:</strong></p> <ul> <li>Speed: 4,500 rpm</li> <li>Orbit: 6 mm</li> <li>Capacity: Up to 50 ml tubes</li> <li>Dimensions: 130mm x 109mm x 76mm</li> <li>Weight: 0.9kg (2 lbs)</li> </ul> <p>Package includes:</p> <ul> <li>1 Mini Vortexer</li> <li>2 Silicone Caps</li> <li>1 Low Voltage, Double Insulated Power Adapter (100-240 VAC, 50/60 Hz) with 4 Interchangeable Plugs</li> </ul> | 163.05 | EA | FVRATE20 | 1
Physics | PP00051879 | Energy Transfer Apparatus - Solar Cell | <p>Energy Transfer Apparatus - Malvern Mounded Motor for Solar Cell.</p> <p>This is a small low consumption electric motor on a base specially designed to run directly from the output of the solar cell (not included) and to illustrate the direct conversion of light energy to electrical and hence to mechanical.</p> <ul> <li>Fitted on a base with a 63.5mm fan and 4mm connecting sockets.</li> <li>Base Dimensions: (L)102mm x (W)76mm x (H)33mm</li> <li>Great for any school laboratory.</li> </ul> <p>Solar Cell and 4mm Connecting leads are available separately.</p> | 13.19 | EA | FVRATE20 | 1
Physics | PP00052018 | Volta Pile | <p>This Volta Pile Apparatus is a fully functioning replica of Alessandro Volta's apparatus.</p> <p>The item is approximately 178mm (7") tall including the base. The base is a 89mm (3.5") square with a height of 25mm (1.5").</p> <p>25mm (1.5") zinc and copper plates are stacked in alternation and are separated by a sheet of felt soaked in an electrolyte. The electrolyte allows electricity to pass between layers, allowing the voltage to be measured between the plates and at ends.</p> <p>The cable on the base is 146mm (5.75") long and reaches the top of the item.</p> | 32.95 | EA | FVRATE20 | 1
Physics | PP00052019 | Refraction Reflection Apparatus - Metal | <p>Refraction and Reflection Apparatus.</p> <p>Simple kit for studying reflection and refraction, on a stable and convenient support, without the need for an optical bench.&nbsp;</p> <p>Kit comprises:</p> <ul> <li>1x metal support</li> <li>1x graduated disc (230mm diameter)</li> <li>1x transparent and graduated semi-cylindrical tank (200mm diameter)</li> <li>1x semi-circular block</li> <li>1x mirror</li> </ul> | 96.95 | EA | FVRATE20 | 1
Physics | PP00052023 | Circular Coil on base | <p>Circular Coil Mounted on a 254mm x 178mm plastic base.</p> <p>A coil with 94 turns of 1 mm diameter Copper wire is mounted on a plastic base, and surrounds a plastic sheet onto which iron fillings or compasses could be placed. Used to observe static magnetic fields generated by a constant flowing current.</p> <p>The base has 2 x 4mm connectors for connection to a Power Supply (12V max.).</p> <ul> <li>Please note - Power Supply, iron filings and compasses are not included.&nbsp;</li> </ul> | 54.65 | EA | FVRATE20 | 1
Physics | PP00052024 | Rotary Motor Investigations | <p>Rotary Motor Investigation apparatus&nbsp;</p> <p>Consists of a graduated tube, with rubber stopper attached to a length of wire which allows for student investigations into all aspects of rotary motion, simply and effectively.</p> <p>It can be used to demonstrate:</p> <ul> <li>Rotary Motion</li> <li>Centripetal Force</li> <li>Orbits &amp; Satellites</li> </ul> <p>The apparatus can be used to investigate:</p> <ul> <li>How speed varies with radius</li> <li>How speed varies with mass</li> </ul> <p>Comes complete with full instructions.</p> | 41.79 | EA | FVRATE20 | 1
Physics | PP00052025 | Newtons Color Disc - Hand driven | <p>A hand-driven Newton's Colour Wheel.</p> <p>For demonstrating that white light may be composed from all the spectral colours by rotation of multi-coloured disc. The apparatus is a multicoloured disc, 175 mm diameter, mounted on metal stand and is driven by the belt with the help of a driving wheel, fitted with a handle.</p> | 24.25 | EA | FVRATE20 | 1
Physics | PP00052026 | Gyroscope - Wooden fitted on wooden base | <p>This gyroscope is mounted on a gimbal cradle. A solid block and a rocker are supplied for supporting the gimbal cradle. The sturdy gyroscope has a brass rotor, 6cm in diameter. The rotor is dynamically balanced to within 0.5g. Its steel shaft has polished bearing surfaces and adjustable teflon bearings that will allow it to run three times as long as gyroscopes with conventional cone bearings.</p> <ul> <li>Premium quality gyroscope on a wooden base</li> <li>Rotor is dynamically balanced to within 0.5g</li> <li>Approximately 178mm x 127mm x 127mm with a brass rotor, 60mm in diameter</li> <li>Demonstrates principles of angular momentum</li> <li>This is an excellent, inexpensive apparatus for experiments in precession, inertial guidance, and gyroscopic stabilisation</li> </ul> | 27.39 | EA | FVRATE20 | 1
Physics | PP00052027 | Heat Absorption Radiation Comparator | <p>The heat absorption radiation comparator, with heat source and differently coated domes attached, is ideal for comparing the heat absorption and radiation between shiny and dull items. The thermometer attachments on each dome make it easy to use and obtain data. The experiment guide included is a great aid for learning about how to use the apparatus and is very user-friendly.</p> <ul> <li>Contains radiation comparator apparatus, white screen, and experiment guide; electric bulb heat source attached</li> <li>Base dimensions: 254mm x 178mm x 25mm</li> <li>Height (to tip of domes): 165mm</li> <li>2 domes - one black and one shiny metal</li> <li>Thermometer holders present on both domes (thermometers not included)</li> </ul> | 25.19 | EA | FVRATE20 | 1
Physics | PP00052028 | Parallel Plate Capacitor | <p>The Parallel Plate Capacitor Apparatus is used to study the principle of capacitance, its relationship with charge and voltage, and its dependence on surface area of conductors.</p> <p>The apparatus consists of two 120mm circular metal discs mounted on insulated supports that slide on an extruded aluminium section. The distance between the two plates and the height of the plates are easily adjustable.</p> <p>The apparatus includes&nbsp;3 sheets of dielectric materials. Dielectric materials includes are glass, cardboard, and Lucite.</p> <p>The apparatus is easy to assemble and the markings are easy to read.</p> <ul> <li>Dimensions: (L)280mm x (H)203mm x (W)152mm</li> <li>Instructions are included.</li> </ul> | 45.99 | EA | FVRATE20 | 1
Lab Equipment | PP00052037 | Unisex Lab Coat Small Fits Chest 98cm | <p>Discover comfort and durability with our Unisex Lab Coat, designed to meet the needs of educators, science technicians, and students alike. Made from 100% premium cotton drill, this lightweight coat offers a GSM of 240, promising both breathability and resilience in demanding educational settings.</p> <p>Our lab coat features two spacious hip pockets, allowing easy access to essential tools or materials, crucial in science labs and prep rooms. Being machine and industrially washable, it ensures convenience for routine use and longevity, even in environments that require regular cleaning.</p> <p>This white coat is available in a range of sizes including small (fits chest 98cm), medium, and large, ensuring a comfortable fit for all body types. Made with educational safety and hygiene standards in mind, it serves as a practical addition to any classroom or laboratory.</p> <p>Rest assured of its eco-friendly credentials as this lab coat is both sustainable and recyclable, reflecting a commitment to the environment that aligns with the ethos of educational institutions.</p> | 27.49 | EA | FVRATE20 | 1
Lab Equipment | PP00052038 | Unisex Lab Coat Med Fits chest 108cm | <ul> <li>Made out of 100% cotton drill.</li> <li>240 GSM</li> <li>Machine and industrially washable</li> <li>2 Hip Pockets</li> <li>White</li> <li>Each</li> <li>Other sizes available: Small &amp; Large.</li> </ul> | 27.49 | EA | FVRATE20 | 1
Lab Equipment | PP00052039 | Unisex Lab Coat - Large - Fits chest 134 | <ul> <li>Made out of 100% cotton drill.</li> <li>240 GSM</li> <li>Machine and industrially washable.</li> <li>2 Hip Pockets</li> <li>White</li> <li>Each</li> <li>Other sizes available: Small &amp; Medium.</li> </ul> | 27.49 | EA | FVRATE20 | 1
Lab Equipment | PP00052044 | Hanna HI-9813-51 pHECTDS Combination Met | <p>The HI 9813-51 Combination Meter is a versatile, water resistant multiparameter portable meter specifically designed for agriculture, hydroponics, greenhouses, and nurseries. It features an extra large LCD that clearly displays the parameter being measured as well as calibration instructions.</p> <p>This meter features a large LCD which displays either pH, EC (Electrical Conductivity), TDS (Total Dissolved Solids) or temperature readings along with tutorial instructions. The pH readings are displayed with a 0.1 resolution and an accuracy of &plusmn;0.1 pH while the EC and TDS readings are displayed with a 0.01 mS/cm and 1ppm (mg/L) resolution and 2% full scale accuracy.</p> <p>The EC range is from 0.00 to 4.00 mS/cm and TDS is from 0 to 1999ppm.</p> <p>The temperature correction coefficient (&beta;) is fixed at 2%/&deg;C and allows for automatic temperature compensated measurements of EC and TDS.</p> <p>This meter is calibrated manually to a single point with the use of two trimmers. pH is calibrated to pH 7.01 while EC/TDS is calibrated to either 1.41mS/cm or 1500ppm. The LCD screen has battery life indicator as well as on-screen tutorial messages. No probe changes are required when switching your measured parameter between pH, conductivity and TDS.</p> <p>This multiparameter meter reduces the number of instruments required for daily water quality analysis. The supplied probe features a polypropylene body, amplified pH electrode with a built-in EC/TDS and temperature sensors. The amplifier for the pH electrode prevents interference from humidity and electrical noise from common sources including from motors, ballasts or pumps.</p> <p>The HI-1285-5 electrode is a 3-in-1 pre-amplified multiparameter probe that measures pH, EC/TDS, and temperature within a single polypropylene body. The pH portion of this probe is constructed with a cloth junction, maintenance-free polymer gel electrolyte, and a low-temperature glass sensing bulb. The EC/TDS portion of this probe utilises two stainless steel pins for an amperometric determination of conductivity and total dissolved solids. A built-in temperature sensor ensures that both pH and EC/TDS readings are compensated for temperature variations in both standards and samples.&nbsp;</p> | 304.05 | EA | FVRATE20 | 1
Outdoor | PP00052048 | RHS Flowers for Insects Seed Pack | <p>A carefully designed mixture to create a stylish display in colour coordinated, cool and serene shades. Produces blue and white, nectar and pollen rich flowers over a long period, to provide maximum benefit to a wide variety of visiting wildlife. Encourages children to engage in conversation regarding wildlife and nature.</p> | 7.49 | EA | FVRATE20 | 1
Outdoor | PP00052049 | RHS Flowers for Wildlife Bright Mix Seed | <p>A carefully designed mixture to create a stylish display in colour coordinated, cool and serene shades. Produces blue and white, nectar and pollen rich flowers over a long period, to provide maximum benefit to a wide variety of visiting wildlife. Encourages children to engage in conversation regarding wildlife and nature.</p> | 7.49 | EA | FVRATE20 | 1
Outdoor | PP00052050 | RHS Flowers for Wildlife Cool Mix Seed P | <p>A carefully designed mixture to create a stylish display in colour coordinated, cool and serene shades. Produces blue and white, nectar and pollen rich flowers over a long period, to provide maximum benefit to a wide variety of visiting wildlife. Encourages children to engage in conversation regarding wildlife and nature.</p> | 7.49 | EA | FVRATE20 | 1
Environmental Science | PP00052147 | Hand Magnifier 35 - 15mm Dia Mag X3 - 5 | <p>Simple, plastic magnifying glass.&nbsp; Doubles the size of a specimen.</p> <ul> <li>Diameter: 50mm&nbsp;</li> <li>Length: 120mm</li> </ul> | 1.39 | EA | FVRATE20 | 1
Appliances | PP00052153 | Battery Eliminator | <p>The Battery Eliminator by Lascells is a light-weight, compact power supply intended to reduce the science departments&rsquo; need for batteries. The stepped output conveniently covers all key battery combinations from 1.5V to 12V.&nbsp; The Battery Eliminator can also assist with extended experiments where a fully powered battery is required for extended periods.</p> <p>Output is via 4mm safety sockets with a max current of 1A.&nbsp; The unit is overload and short-circuit protected.&nbsp;</p> <ul> <li>Compact and lightweight</li> <li>Fully regulated output at battery voltages</li> <li>Overload and short-circuit protection</li> </ul> <p>Voltage Settings:</p> <ul> <li>1.5V</li> <li>3V</li> <li>4.5V</li> <li>6V</li> <li>9V</li> <li>12V</li> </ul> | 38.99 | EA | FVRATE20 | 1
Appliances | PP00052168 | Deioniser Housing - Single | <p>A simple, portable deioniser giving good quality water at an affordable price, for housing a single cartridge.</p> <p>Housing <strong>is not supplied</strong> with cartridges, and these are available to purchase separately.</p> <p>Free standing or wall mountable, wall mountable brackets are also available separately.</p> | 400.95 | EA | FVRATE20 | 1
Appliances | PP00052170 | Deioniser Housing - Double | <p>A simple, portable deioniser giving good quality water at an affordable price, for housing two cartridges.</p> <p>Housing <strong>is not supplied </strong>with cartridges, and these are available to purchase separately.</p> <p>Free-standing or wall mountable, wall mountable brackets are also available separately.</p> | 432.95 | EA | FVRATE20 | 1
Appliances | PP00052173 | Ion Exchange Cartridges | <p>Disposable ion exchange cartridges for use with both the single and double deioniser housing.</p> <p>The disposable cartridges slowly change colour as they are exhausted giving at a glance indication of the resin condition. No need for conductivity meters, batteries or mains electrical power. Supplied with a flexible hose for connection to a tap and a stopcock to control the flow rate.</p> <p><strong>PLEASE NOTE: The housing and cartridges are sold separately. </strong>The housing is available in both a single cartridge and double cartridge option.</p> | 72.95 | EA | FVRATE20 | 1
Appliances | PP00052174 | Wall Bracket for ADH - Single | <p>Wall bracket for single deioniser cartridge housing.</p> <p><strong>PLEASE NOTE: Deioniser housing and cartridges are not included, but can be purchased separately.</strong></p> | 21.45 | EA | FVRATE20 | 1
Appliances | PP00052175 | Wall Bracket for ADH Double | <p>Wall bracket for double deioniser cartridge housing.</p> <p><strong>PLEASE NOTE: Deioniser housing and cartridges are not included, but can be purchased separately.</strong></p> | 28.95 | EA | FVRATE20 | 1
Lab Equipment | PP00052177 | Nickel Wire 26swg | <p>Nickel chrome (Nichrome) wire suitable for heating or cutting elements.</p> <p>Resistance heating wire comprised of 80% Nickel and 20% Chromium. This wire is commonly used as a resistor at elevated temperatures. NI/CR-80/20 is essential for resistor elements in high temperature applications such as electric furnaces, electric ranges and radiant heaters operating at temperatures up to 1150&deg;C (2100&deg;F).</p> <ul> <li>Supplied on 125g reels, Length 94m</li> <li>SWG: 26</li> <li>Diameter: 0.46mm</li> </ul> | 24.65 | EA | FVRATE20 | 1
Design & Technology | PP00052206 | KNEX Exploring Wheels Axles And Inclined | <p>Integrate fun and entertainment while enriching your child's learning capabilities with the K'NEX Education Intro to Simple Machines: Wheels, Axles, and Inclined Planes Set!&nbsp;</p> <p>This educational engineering toy consists of 221 colourful parts and pieces made of durable plastic. These pieces can be combined to build 7 fully functioning replicas of real-world machines one at a time. Let your students' imaginations expand as they create their own inventions with this building set! K'NEX Education Intro to Simple Machines is designed to introduce students to basic scientific concepts as they create two types of simple machines: wheels and axles and inclined planes. With this fun and inquiry-based approach to concepts, students in grade levels 3 to 5 can build, investigate, and evaluate scientific principles in action.&nbsp;</p> <p>Not only does K'NEX Education stimulate kids' brains, it also promotes social skills through teamwork and collaboration. This building set makes a great learning tool for students, as it can be built by two to three kids working as a team.</p> <p>Additionally, all K'NEX Education sets come with either a comprehensive guide for teachers or an experiment guide for student-led learning. All lesson plans and experiment guides are written by expert educators and feature hands-on, inquiry-based projects that engage students in today's busy classroom. This set is recommended for students ages 8 and above.</p> <p>Includes 221 colorful parts to make seven different replicas of real world simple machines</p> <p>Accommodates 2-3 students working as a team and appropriate for elementary classrooms in grades 3 through 5</p> <p>STEM Concepts: making work easier, mechanical advantage, wedges, screws, energy transfer, mechanical systems and more</p> <p>Packaged in a reusable plastic storage tray with a snap-on lid for quick clean-up and easy storage</p> <p>Building with K'NEX puts children on a path towards a fundamental understanding of STEAM/STEM subjects.</p> <p>K'NEX Education sets come with lesson plans and experiment guides written by educators that feature hands-on, inquiry-based projects.</p> | 27.99 | EA | FVRATE20 | 1
Lab Equipment | PP00052256 | Digital Timer | <p>Easy-to-use Digital Timer features Start/Stop and reset buttons.</p> <ul> <li>Timer will count up or down from 1 to 100</li> <li>Digital display is clear and easy-to-read</li> </ul> <p>Timer can be displayed in multiple ways:</p> <ul> <li>Stand alone</li> <li>Clip to belt</li> <li>Hang or attach to a whiteboard</li> </ul> <p>Timer is ideal for timing a variety of classroom activities.</p> <ul> <li>Each Digital Timer measures 7cm square</li> <li>Colours may vary</li> </ul> | 8.45 | EA | FVRATE20 | 1
Primary Science | PP00052286 | Eatwell Guide Tabletop Activity | <p>Eatwell Guide tabletop activity encourages students to think about the food they eat and the importance of eating a varied diet consisting of the right types and right amounts of food.</p> <p>The activity could be used in different ways and includes pictures of a wide range of different food types.</p> <p>The activity is relevant to the KS1 and KS2 programs of study in Science. Includes teacher's notes.&nbsp;</p> | 19.29 | EA | FVRATE20 | 1
Appliances | PP00052329 | Tripple bath™ 444 Litre | <p><b>Triplebath&trade; features three independently controlled unstirred water baths in one unit.&nbsp; Analogue Control.</b></p> <p>Featuring three 4 litre stainless steel tanks with individual analogue thermostatic controls, allowing each chamber to have a different temperature and water levels.</p> <p>Each chamber comes complete with a removable Clifton "low" height stainless steel perforated shelf.</p> <p>Heaters and temperature sensor are concealed under the tank providing a clutter free working area which is easy to wipe clean. The heating footprint covers the underside base of the tank, providing rapid energy transfer, quicker heat up times and a reduction in energy consumption with improved temperature uniformity.</p> <p>Comprising of a high quality corrosion resistant stainless steel tank, with a bright clean finish housed in a durable paint finished outer case. Painted surfaces feature anti-bacterial finish with good chemical resistance.</p> <ul> <li>External Dimensions: (W)535mm x (D)290mm x (H)332mm</li> <li>Water Level Minimum: 55mm</li> <li>Water Level Maximum: 130mm</li> </ul> | 874.95 | EA | FVRATE20 | 1
Appliances | PP00052330 | Digital Triplebath™ 444 Litre | <p><b>Triplebath&trade; features three independently controlled unstirred water baths in one unit.&nbsp; Digital Control.</b></p> <p>Featuring three 4 litre stainless steel tanks with individual thermostatic digital controls, allowing each chamber to have a different temperature and shallow water levels. Each chamber comes complete with a removable Clifton "low" height stainless steel perforated shelf.</p> <p>Heaters and temperature sensor are concealed under the tank providing a clutter free working area which is easy to wipe clean. The heating footprint covers the underside base of the tank, providing rapid energy transfer, quicker heat up times and a reduction in energy consumption with improved temperature uniformity.</p> <p>Comprising of a high quality corrosion resistant stainless steel tank, with a bright clean finish housed in a durable paint finished outer case. Painted surfaces feature anti-bacterial finish with good chemical resistance.</p> <ul> <li>External Dimensions: (W)535mm x (D)290mm x (H)332mm</li> <li>Water Level Minimum: 55mm</li> <li>Water Level Maximum: 130mm</li> </ul> | 1084.19 | EA | FVRATE20 | 1
Biology | PP00052447 | EDGE™ Integrated Electrophoresis System | <p>The EDGE&trade; Integrated Electrophoresis System revolutionizes biotechnology by merging an electrophoresis chamber, power supply and blue light into a single, safe and easy-to-use apparatus. It runs a 10 x 7 cm gel in less than 10 minutes with crisp band resolution while enabling real-time visualization of DNA migration. And all EDVOTEK&reg; and PLTW&reg; electrophoresis experiments may be run without protocol adjustments. Bring the EDGE&trade; to your laboratory for the ultimate in convenience, performance and results.&nbsp;</p> <p>Features:</p> <ul> <li>&lt;10 Minute Gel Runs for Fast, Real-Time Results</li> <li>Integrated Electrophoresis Chamber, Power Supply &amp; Blue Light</li> <li>Dual 100/150 Volt Modes w/ Automatic Safety Cutoff Switch</li> <li>Includes 10 x 7 cm Gel Tray, Rubber End Caps &amp; (2) 6/8 Tooth Combs</li> <li>Permanent Electrodes - No Replacement Required</li> <li>Built-in Fan &amp; Ventilated Design Prevent Condensation</li> <li>Compatible with SYBR&reg; Safe, GelGreen&reg; &amp; Other Blue Light-Reactive Dyes</li> <li>Compatible with Ready-to-Run&trade; EDVOTEK&reg; &amp; PLTW&reg; Experiments</li> </ul> | 339.05 | EA | FVRATE20 | 1
Biology | PP00052448 | M12 Ultra™ Electrophoresis Visualizatio | <p>The M12 Ultra&trade; includes the M12 Complete&trade; Electrophoresis Package and the all-new TruBlu&trade; Jr. Blue Light Transilluminator. This dynamic duo enables real-time visualization of SYBR&reg; Safe or other blue light-reactive dye agarose gels.</p> <p>For blue light-reactive gels, overlay the orange filter on the M12 lid and slide the TruBlu&trade; Jr. underneath for instant visualization!</p> <p>The M12 Ultra&trade; offers the ultimate flexibility to either visualize gels in real-time with the orange contrast lid and TruBlu, or to stain your gels post electrophoresis if you plan to use a traditional blue stain. Bonus feature! The TruBlu&trade; Jr. can also be used to examine fluorescence from green fluorescent protein (GFP).</p> <p>This package supports one or two student groups in two standard length gel trays for experiments that require less separation, or one long gel tray for experiments that require more.</p> <ul> <li>Produces excellent results in 15-30 minutes.&nbsp;</li> <li>An Edvotek Electrophoresis Power Supply is also required to operate.</li> </ul> | 376.99 | EA | FVRATE20 | 1
Biology | PP00052449 | DuoSource™ Power Supply | <p>The DuoSource&trade; is a specialist electrophoresis power supply and runs gels quickly - in only 20-30 minutes at 150V!</p> <ul> <li>Voltage Options: 75V or 150V</li> </ul> | 293.95 | EA | FVRATE20 | 1
Biology | PP00052450 | EdvoCycler™ Jr. Personal PCR Machine | <p>The EdvoCycler&trade; Jr. Personal PCR Machine is a sleek form PCR Machine which has been miniaturised with 16 wells to run individual PCR experiments. A vivid and intuitive touchscreen and onboard computer simplify operation by not requiring a secondary device.</p> <ul> <li>Holds 16 x 0.2 ml PCR Samples</li> <li>7" HD Color Touchscreen Displays Real-Time Cycling Data</li> <li>Onboard Computer - No PC or Smartphone Required!</li> <li>Edvotek PCR Programs Included + Storage for 100 More</li> <li>Heated Lid Prevents Sample Evaporation</li> <li>Active Cooling to 14&ordm; C</li> <li>Temperature Range: 14-99&ordm; C</li> <li>Maximum Ramp Rate: 3.5&ordm; C/sec</li> <li>Instant Incubate Function</li> <li>High Precision Algorithm for Superior Results</li> </ul> <p>Polymerase Chain Reaction (PCR) is a technique that allows researchers to very quickly copy a specific region of DNA in order to produce a large enough sample of DNA to be analysed using Electrophoresis. The EdvoCycler&trade; Jr. Personal PCR Machine is a new, sleek, easy to use PCR machine, making it the ideal addition to the school genetics lab.</p> | 834.15 | EA | FVRATE20 | 1
Biology | PP00052451 | TruBlu™ Jr. Blue Light Transilluminator | <p>Love your M12 systems but interested in blue light visualization? The TruBlu&trade; Jr. is designed to upgrade your existing EDVOTEK&reg; electrophoresis equipment to allow safe, real-time analysis of DNA fragments as they migrate through the agarose gel. This compact unit utilizes the same blue light technology that is found in the EDGE&trade; and TruBlu&trade; 2 transilluminator for visualisation of SYBR&reg; Safe or other blue light-reactive dyes. The TruBlu&trade; Jr. can also be used to examine fluorescence from green fluorescent protein (GFP).</p> <p>Features:</p> <ul> <li>Docks Seamlessly with the EDVOTEK&reg; M12 Electrophoresis System</li> <li>Includes Orange Contrast Lid for M12 Cover</li> <li>Battery operated for convenient use in the classroom</li> <li>Safe - Non-UV wavelength</li> <li>Blue Light Emission Spectrum Centered Around 470 nm</li> <li>Viewing Surface: 10 x 6 cm</li> </ul> | 304.05 | EA | FVRATE20 | 1
Biology | PP00052452 | TruBlu™ 2 BlueWhite Transilluminator (27 | <p>The successor to the popular TruBlu&trade; has been improved with an enlarged viewing surface and a novel white light mode. Blue light enables visualization of SYBR&reg; Safe stained DNA gels and white light enhances visualisation of blue stained DNA or protein gels. It may also be used to brilliantly illuminate fluorescence in green fluorescent proteins (gfp). The TruBlu&trade; 2 has enough surface area to simultaneously view up to eight 7 x 7 cm gels and combines the functions of two units into one!</p> <ul> <li>High Density LED Dual Blue/White Light Modes</li> <li>Large Viewing Surface: 27 x 15 cm</li> <li>Orange Contrast Lid</li> <li>Safe - Non-UV Wavelength</li> <li>Built-in Fan Minimizes Condensation</li> <li>Blue Light Emission Spectrum Centered Around 470 nm</li> </ul> | 456.49 | EA | FVRATE20 | 1
Biology | PP00052453 | EDGE™ Personal PCR LabStation™ | <p>The Edvotek EDGE&trade;, EdvoCycler&trade; Jr., and 5-50&micro;l Variable Micropipette are the perfect starter package for your classroom PCR lab! With a 16-sample block, the EdvoCycler&trade; Jr. features an intuitive touchscreen with real-time cycling data, active cooling, and storage for up to 100 PCR protocols.&nbsp;</p> <p>The EDGE&trade; seamlessly combines an electrophoresis chamber, power supply and blue light into a single easy-to-use apparatus that can be used to load with the 5-50 &micro;l micropipette and run your samples quickly in under 10 minutes!</p> | 1251.79 | EA | FVRATE20 | 1
Biology | PP00052454 | DNA DuraGel™ | <p>DNA DuraGel&trade; gels are permanent polymer gels that allow students to practice the critically important skill of pipetting/gel loading. The clear, reusable gels are designed for the practice of loading 5 - 35 &micro;l of samples. The gel grids are imprinted with a ruler for sizing DNA fragments. Also included are simulated FlashBlue&trade; and Ethidium Bromide gel images, ideal for representing how actual gels are stained with Methylene Blue and Ethidium Bromide.</p> <ul> <li>Students learn how to load an agarose gel using a micropipette or a transfer pipet</li> <li>Permanent polymer gels let students practice and master this essential skill year after year</li> <li>Simulate an electrophoresis experiment with matching gel images</li> <li>Calculate DNA fragment sizes using a linear standard curve</li> </ul> | 61.3 | EA | FVRATE20 | 1
Biology | PP00052455 | Pipetting by Numbers STEAM Pipetting | <p>Help your students master the fundamental biotechnology technique of micropipetting while creating a colorful, science-themed classroom poster as well as their own artwork.</p> <p>Set your classroom up for a year of experimental success by mastering micropipetting, learning best practices, key parts, and the importance of accuracy &amp; precision.</p> <p>Engage students with a STEAM wet lab based on "paint by numbers". Create a colorful, science-themed classroom poster.</p> <ul> <li>Group Size: For 10 Lab Groups</li> <li>Storage: Room Temperature</li> <li>Time Required: Complete in 45 minutes</li> </ul> <p>The kit includes:</p> <ul> <li>Instructions,</li> <li>Dyes,</li> <li>Test strips,</li> <li>Pipetting By Numbers canvas</li> <li>Blank canvases,</li> <li>Microcentrifuge tubes.</li> </ul> <p>Additional required equipment &amp; materials (not supplied with the kit):</p> <ul> <li>Automatic micropipettes with tips,</li> <li>Small containers for discarding used tips,</li> <li>Scissors,</li> <li>Tape.</li> </ul> | 89.65 | EA | FVRATE20 | 1
Biology | PP00052456 | Whose Fingerprints Were Left Behind | <p>After a crime has been committed, the evidence left behind can identify a potential culprit, although a single piece of evidence is not usually enough to convict someone. Even in this age of DNA, fingerprints and blood stains are still important at helping to identify a criminal. In this experiment, your students will learn to detect and analyze fingerprints and then use these techniques to solve a classroom crime.</p> <p>Students can explore the use of fingerprint evidence in the field of Forensic Science.&nbsp; The kit enables them to create personal ink prints using our Fingerprint Report Cards&trade;, identify key patterns, and practice dusting for prints.&nbsp; They can also compare classroom fingerprints to detected crime scene evidence.&nbsp; The kit is a great way to introduce biometric identification or create a classroom crime scene.</p> <ul> <li>Group Size: 10 Lab Groups</li> <li>Storage: Room Temperature</li> <li>Time Required: 50 minutes</li> </ul> <p>The kit includes:</p> <ul> <li>Instructions,</li> <li>Fingerprint Brushes,</li> <li>Magnifying lens,</li> <li>Fingerprint cards,</li> <li>Black dusting powder,</li> <li>Grey dye dusting powder,</li> <li>Fingerprint lifters.</li> </ul> <p>Additional required equipment &amp; materials (not supplied with the kit):</p> <ul> <li>Safety Goggles</li> <li>Disposable Gloves</li> <li>Scissors</li> <li>Paper Towels</li> <li>Pens</li> <li>Various objects for evidence prints (with a smooth surface and uniform in colour - e.g. glass beakers, jars or bottles, or plastic and metal objects).</li> </ul> | 87.05 | EA | FVRATE20 | 1
Biology | PP00052457 | Using CRISPR to Treat Cystic Fibrosis | <p>In this experiment, students will simulate the use of CRISPR-Cas9 to target a genetic mutation found in a patient suffering from Cystic Fibrosis. Students will develop an understanding of guide RNA (gRNA) design, and use agarose gel electrophoresis to examine pre-prepared DNA samples after CRISPR treatment.</p> <ul> <li>Group Size: For 8 Lab Groups</li> <li>Storage: Room Temperature Stable. Storage of Ready-to-Load QuickStrip&trade; samples in the refrigerator is recommended</li> <li>Time Required: Complete in 45 minutes</li> </ul> <p>The kit includes:</p> <ul> <li>Instructions,</li> <li>Ready-to-Load QuickStrip&trade; DNA Samples</li> <li>UltraSpec-Agarose&trade;</li> <li>Electrophoresis Buffer (50X)</li> <li>10X Gel Loading Solution,</li> <li>FlashBlue&trade; DNA Stain</li> </ul> <p>Additional required equipment &amp; materials (not supplied with the kit):</p> <ul> <li>DNA Electrophoresis tank and accessories including casting trays and special power supply</li> <li>Micropipettes: 5-50 &micro;l (Optional)</li> <li>Balance</li> <li>White Light Box</li> <li>Microwave or Hot Plate</li> </ul> <p><strong>*PLEASE NOTE:&nbsp;</strong>This kit has been developed for being suitable for use in education only and is not for diagnostic purposes*</p> | 124.7 | EA | FVRATE20 | 1
Biology | PP00052458 | UltraSpec™-Agarose (20g) | <p>DNA Electrophoresis Grade UltraSpec&trade; Agarose Powder. For preparing agarose gels for electrophoresis.</p> <ul> <li>Quantity: 20 grams</li> </ul> | 56.65 | EA | FVRATE20 | 1
Biology | PP00052459 | Electrophoresis Buffer 50x TAE | <p>This 50-fold concentrated Tris-Acetate EDTA buffer (TAE), pH 7.8-8.0, has been optimised for agarose gel electrophoresis of nucleic acids. One volume of buffer is added to every 49 volumes of distilled or deionised water to prepare 1x working electrophoresis buffer.</p> <ul> <li>50x Concentrate for 5 Litres</li> <li>Store at Room Temperature</li> </ul> | 29.99 | EA | FVRATE20 | 1
Biology | PP00052460 | SYBR Safe Stain | <p><strong>*Please note - this item is the stain only.&nbsp; Illuminator not included*.</strong></p> <p>Save time, money, the environment...and get better gel results! SYBR Safe&reg; is a DNA stain that fluoresces with a bright green colour when excited with UV light. Like Ethidium Bromide, SYBR Safe&reg; binds specifically to the DNA double helix. However, unlike Ethidium Bromide, SYBR Safe&reg; has been engineered to be less mutagenic then Ethidium Bromide, making it much safer to use, particularly in the classroom.</p> <p>The fast, easy staining protocol incorporates SYBR&reg; Safe into the molten agarose before the gel is poured into the casting tray. This means that the DNA is staining while the electrophoresis experiment is running! Results can be visualised immediately post electrophoresis.</p> <p>SYBR&reg; Safe is provided as a 10,000X concentrate. Be sure to calculate the amount used for staining before casting the gel. For example, 5 &mu;l of SYBR&reg; Safe is added to 50 ml of molten agarose for DNA visualisation.</p> <ul> <li>10,000 X Concentrate for 750 ml</li> <li>Volume: 80 &micro;l</li> </ul> | 53.69 | EA | FVRATE20 | 1
Physics | PP00052477 | GM probe for radioactive SM | <p>Geiger-Muller probe for use with the Radioactive Count Rate SensorMeter (B8H28640) via the BNC connector.</p> <p>Allows detection of alpha, beta and gamma radiation.&nbsp;</p> <p><strong>Please Note: this GM Probe is not suitable as a replacement for the ZP1481 Tube used for the undertaking of the annual Radioactive Source Testing in schools.&nbsp; It is for use with Philip Harris Radioactive SensorMeters only.</strong></p> | 150 | EA | FVRATE20 | 1
Physics | PP00052562 | Light Bridge | <p>TSA Light Bridge&nbsp;</p> <p>The low current Light Bridge connects directly to the DIN sockets on the TSA enabling velocities and accelerations to be displayed. There are no internal batteries as power is taken from the TSA, and there are no bulbs to replace.</p> <p>The unit is free standing or if required the handle can be held in a clamp stand.</p> <ul> <li>Current rating 14mA.</li> </ul> <p>The TSA Timing device is not included, but is available to purchase separately.</p> | 50.65 | EA | FVRATE20 | 1
Physics | PP00052568 | Energy Track | <p>The Looped Energy Track enables your students to investigate energy conversions - potential, kinetic and rotational.&nbsp;&nbsp;</p> <p>The Energy Track apparatus consists of two silver boards attached to a stand. Between the two plastic tracks is a scale displaying the vertical height above the track on the base. The maximum vertical height above the base is 34cm.</p> <p>Many investigations are possible and these are listed in the documentation supplied with the unit.</p> <p>To calculate the speed of the ball bearing at the bottom of the ramp a timer with a resolution of 0.1 ms or better should be used. Our Time Speed &amp; Acceleration (TSA) unit is ideal for this task (available separately).</p> <p>It is also possible to measure the speed of the ball bearing at the bottom and top of the loop.</p> <p>The TSA Timer and Light Gates are not included.</p> | 75.05 | EA | FVRATE20 | 1
Physics | PP00052571 | Owon AS101 Analogue Oscilloscope 1 Chan | <p>The OWON AS101 is a light and compact single channel oscilloscope with simplified control layout for student operation and lockable triggering feature.</p> <p>It is a great introductory unit with a useful set of features which has been chosen by our technical specialists as a replacement for the now discontinued Unilab Student Oscilloscope.</p> <p>Oscilloscope technology is slowly beginning to change from CRT to digital mechanisms as the cathode ray tubes become more difficult to source.</p> <p>The simple control panel is identical to an analogue oscilloscope allowing for ease of set up, student operation and demonstration use in the classroom.&nbsp; The included quick-start guide provides easy to follow instruction when setting up the Oscilloscope.&nbsp; It enables the teaching of the basics of Oscilloscope use whilst having a useful set of features.</p> <p>Features:</p> <ul> <li>High Waveform Capture Rate - 130,000wfms/s provides performance close to an analogue oscilloscope</li> <li>Waveform Grayscale - Multi-Level grayscale to display different amplitude components</li> <li>Run/Stop Function - Allowing waveform view and analysis.</li> <li>Continual adjustment of the sweep rate and vertical sensitivity</li> <li>Adjustable trigger level</li> <li>Trigger Lock Button - When the Lock button is pressed, the trigger level is automatically maintained at the optimum value, irrespective of the signal amplitude</li> <li>Trigger Mode Options - <strong>Norm</strong>: No trace on screen if there is no signal / <strong>Auto</strong>: single trace shown on screen, even if there is no signal / <strong>TV</strong>: used to show TV signals&nbsp;</li> <li>External Trigger: X-Axis input terminal (for Lissajous figure experiment)</li> <li>Trigger Sources - <strong>Int</strong>: internal signal as trigger source / <strong>Line</strong>: selects AC power line as trigger signal / <strong>Ext</strong>: External signal applied through X-Terminal is used for the external triggering source signal&nbsp;</li> <li>Coupling Modes - AC / DC / Ground</li> </ul> <p>Technical Specifications:</p> <ul> <li>Bandwidth: 10MHz&nbsp;</li> <li>Sample Rate: 100MSa/s</li> <li>Single Channel</li> <li>Waveform Capture Rate: 130,000 wfms/s (which easily captures exceptional and low probability events)</li> <li>Screen: 3.7" Coloured LCD</li> <li>Overall Dimensions: (W)117mm x (H)192mm x (D)288mm</li> <li>Weight: Approx. 1.8kg</li> </ul> <p>The following items are included with the Oscilloscope:</p> <ul> <li>Power cord</li> <li>User Manual / Quick Guide</li> <li>Probe&nbsp;</li> <li>Probe Adjuster</li> </ul> | 155.95 | EA | FVRATE20 | 1
Biology | PP00052695 | Basic Plant Slide Set | <p>A basic set of 5 prepared microscope slides chosen to cover a range of different plant structures. Suitable for Primary, Key Stage 3 and GCSE students.</p> <p>Slide set contains 1 each of the following slides:</p> <ul> <li>Ligustrum (privet) Leaf TS</li> <li>Helianthus Stem &ndash; LS/TS comparison slide</li> <li>Zea Maize Root TS</li> <li>Buxus, Lower Epidermis for Stomata</li> <li>Buttercup Flower LS</li> </ul> <p>All slides are also available to purchase separately.</p> | 43 | EA | FVRATE20 | 1
Biology | PP00052697 | Bacterial Slide Set | <p>A trio of microscope slides showing some common bacterial cultures that are used in schools. Suitable for use at Key Stage 3 and GCSE to introduce students to Bacteria.</p> <p>Slide set contains 1 each of the following slides:</p> <ul> <li>Escherichia coli WM&nbsp;</li> <li>Streptococcus Lactis</li> <li>Bacillus megatherium</li> </ul> <p>All slides included are also available to purchase separately.</p> | 32.75 | EA | FVRATE20 | 1
Physics | PP00052699 | Jenway 6305 Spectrophotometer | <p>The Jenway 6305 UV/Visible Spectrophotometer is a high quality, low cost unit which is ideal for spectrophotometric applications in schools &amp; colleges. The spectrophotometer has a large wavelength with Absorbance, %T and concentration modes. It has a multi-parameter display with wavelength and photometric readouts and it utilises a high quality, pulsed xenon lamp.</p> <p>The Spectrophotometer is supplied with the following:</p> <ul> <li>Mains Lead (for 230V/50Hz)</li> <li>Pack of 100 Disposable Cuvettes</li> <li>10mm x 10mm cell holder</li> <li>Interface Cable</li> <li>PC Software on CD-ROM which requires free on-line registration following the manufacturer instructions.</li> </ul> <p>Technical Specifications:</p> <ul> <li>Wavelength Range: 198-1000nm</li> <li>Wavelength Resolution: 1nm</li> <li>Wavelength Accuracy: +/-2nm</li> <li>Spectral Bandwidth: 8nm, 6nm over the UV range</li> <li>Transmittance: 0 to 199.9T</li> <li>Absorbance: -0.300 to 1.999A</li> <li>Accuracy: +/-1T @ 10T, +/-0.04Abs at 1.000 Absorbance</li> <li>Resolution: 0.1T, 0.001A</li> <li>Stray Light: 0.5T at 220 and 340nm</li> <li>Stability: 0.002Ah after 30 minutes</li> <li>Concentration Range: -300 to 1999</li> <li>Concentration Resolution: 0.1 to 1</li> <li>Units: ppm, mgl, gl, M, blank</li> <li>Factor: 0 to 199.9, 1000 to 9999</li> <li>Light Source: Xenon Lamp</li> <li>Outputs: Analogue and RS232</li> <li>Power: 50W</li> <li>Dimensions: (W)365mm x (D)272mm x (H)160mm</li> <li>Weight: 6kg</li> </ul> | 3879.95 | EA | FVRATE20 | 1
Physics | PP00052721 | Displacement Vessel - Glass | <p>Glass Displacement Vessel with spout, for displacement / specific gravity experiments.&nbsp;</p> <ul> <li>Capacity: 500 ml</li> </ul> | 4.15 | EA | FVRATE20 | 1
Physics | PP00052723 | Loop the Loop with scale | <p>Eisco Labs Deluxe Loop Apparatus with scale. To demonstrate transformation of potential into kinetic energy. For demonstration of conservation of energy, momentum and projectile motion. Loop the Loop looks like the track of a roller coaster. The curved metal V track allows you to drop a steel ball from the top and watch the results. Depending on the height at which it is dropped the ball will roll completely around the interior of the track or will drop to the ground. Track has yellow painted scale A circular scale is attached to the device for measuring the angle at which the ball drops and the track is also graduated to determine the distance. Includes 19mm steel ball.</p> <ul> <li>To demonstrate transformation of potential into kinetic energy. For demonstration of conservation of energy, momentum and projectile motion.</li> <li>Total Height: Approx. 533mm</li> <li>Base Size: 584mm x 152mm Base</li> <li>Includes 19mm steel ball.</li> <li>Loop the Loop looks like the track of a roller coaster.</li> </ul> | 51.75 | EA | FVRATE20 | 1
Physics | PP00052724 | Collision in Two Dimensions | <p>This apparatus consists of a curved track with a base at one end. On the base is a support to hold a ball at the proper height for a centre to centre collision with a second ball rolling down the track. The track is level so collision occurs only in the horizontal plane, simplifying calculations.</p> <p>Consists of</p> <ul> <li>25cm one piece track</li> <li>3 balls 12mm diameter</li> <li>2 steel</li> <li>1 glass</li> <li>1 plumb bob</li> </ul> | 17.05 | EA | FVRATE20 | 1
Physics | PP00052725 | Air Table | <p>This physics Air Table is perfect for near frictionless two dimensional motion to study position, velocity, acceleration, conservation of energy, and collisions.&nbsp;</p> <p>Kit contains:</p> <ul> <li>1 x Air table</li> <li>2 x Levelling Feet</li> <li>4 x Installed Table Bumpers</li> <li>8 x Air Pucks</li> <li>8 x Velcro Bumpers</li> <li>8 x Rail Pins</li> <li>8 x 7g (0.245oz) Donut Masses&nbsp;</li> </ul> <p>The air table is constructed of heavy gauge anodised steel. The workable surface measures 65cm by 45cm with major graduation of 5 cm and minor graduations of 1 cm. It also has pre-installed flexible cable bumpers for doing movement, launches, collisions, and a variety of other physics experiments. The rails above bumpers except rail pins for designing custom experiments</p> <p>The air pucks are made of durable plastic and masses can be added as well as Velcro bumpers for elastic of inelastic collisions</p> <ul> <li>This air table requires a blower (not included), most air track blowers will work.</li> <li>The outer diameter of the air input is 3cm.</li> </ul> | 473.65 | EA | FVRATE20 | 1
Physics | PP00052727 | Optics Kit | <p>This fully comprehensive optical bench with accessories is relevant to an entire year of optics coursework.&nbsp; This 40 piece set includes an easy to assemble extruded aluminium optical bench (0.5M) with a full range of accessories, all neatly contained in a Gratnells tray with foam inserts for easy storage.</p> <ul> <li>PDF of comprehensive 80-page activity manual is available</li> </ul> <p>Some of the topics covered by this kit include:</p> <ul> <li>Reflection</li> <li>Diffraction</li> <li>Refraction (including Snell's Law)</li> <li>Dispersion of Light</li> <li>Colours in a Prism</li> <li>Study of Mirrors and Lenses (including Ray Diagrams and finding the focal length of an unknown lens)</li> <li>Functions of the Eye and Vision Correction</li> <li>The workings of a Movie Projector</li> </ul> <p>Parts include:</p> <ul> <li>1 x Optical Bench</li> <li>2 x Optical Bench Feet</li> <li>5 x Sliding Optics Component Holders</li> <li>1 x Green Filter</li> <li>1 x Red Filter</li> <li>1 x Pin Hole Filter</li> <li>1 x City Picture</li> <li>1 x Large Pin Hole Filter</li> <li>1 x Lab with Stand</li> <li>1 x Adjustable Lens</li> <li>1 x 9cm Square plane mirror</li> <li>1 x 9cm square clear plastic plate</li> <li>1 x Circular Table with Protractor</li> <li>1 x Rectangle Reflecting Block</li> <li>1 x Semicircle reflecting block</li> <li>1 x Right Triangle reflecting block</li> <li>1 x Concave Lens</li> <li>1 x Convex Lens</li> <li>1 x 25mm Equilateral prism</li> <li>1 x Black Square Stand</li> <li>1 x Votive Candle</li> <li>1 x Clip Plane Holder</li> <li>1 x Single Slit Slide</li> <li>1 x 5 Slit Slide</li> <li>1 x Adjustable about concave mirror</li> <li>1 x Adjustable Convex Mirror</li> <li>1 x Semi-circular dish</li> <li>1 x Wire Screen</li> <li>1 x Mounted Convex Lens</li> <li>1 x Mounted Concave Lens</li> <li>1x Flat Condenser</li> <li>2 x Slide Holder</li> </ul> <p>Please note: A Power Supply for the lamp is not included (e.g. PP00057620).&nbsp;</p> | 175.99 | EA | FVRATE20 | 1
Physics | PP00052728 | Tuning Fork Electric | <p>Heavy-duty electric tuning fork. An electromagnet drives the fork to a sustained frequency of 80Hz. The tuning fork assembly and binding posts are mounted on a stable cast-metal base.</p> <ul> <li>Used to show the relationships between frequency, length, tension and mass or learn about Melde&rsquo;s standing wave experiments with this heavy duty electric tuning fork.</li> </ul> <p>An electromagnet drives the fork to a sustained frequency of approx. 80Hz.</p> <p>One prong of the tuning fork has a captive knurled thumbscrew for performing Melde&rsquo;s experiment.</p> <p>Amplitude of the tuning fork vibrations is varied by means of a threaded adjustment screw.</p> <p>Universal binding posts are finished to provide electrical power from an external source of 2 to 6 volts DC (not included).</p> | 127.75 | EA | FVRATE20 | 1
Physics | PP00052729 | Loudspeaker Large Double - Wooden | <p>This loudspeaker is ideal for electronic experiments and to study sound and acoustics. It consists of 5W and 8W speakers mounted side by side in a wooden box with independent connections and co-axial connecting leads to 4mm plugs.</p> <ul> <li>Size: 280mm x 100mm x 200mm</li> </ul> | 31.09 | EA | FVRATE20 | 1
Physics | PP00052730 | Digital Wave Motion Generator Demonstra | <p>The Digital Wave Motion Generator &amp; Demonstration is for demonstrating the live wave motion which is generated using Digital wave generator from 10Hz to 300Hz/sec.</p> <p>The waves generated are demonstrated using a linear rope/thread. The waves generate nodes &amp; antinodes &amp; their full wavelength or half wavelength can be measured.</p> <p>The wavelength can be changed with the help of variation in frequency &amp; stress generated using different weights on the one end of rope/thread.</p> <p>This is highly useful apparatus for simple wave demonstration.</p> | 310.75 | EA | FVRATE20 | 1
Physics | PP00052731 | Magnetic Field Demonstration Plate - Lar | <p>This Magnetic Field Demonstration Plate is made up of a transparent plate having a matrix of small circular chambers, each chamber containing an iron rod and functioning independently as a plotting compass. This plate is an excellent tool to view magnetic fields and due to its transparent nature is suitable for OHPs.</p> <ul> <li>Dimensions: 250mm x 250mm.</li> </ul> <p>Includes: (1) Demonstration plate</p> <p>No instructions available. Please contact us for further assistance.</p> | 20.65 | EA | FVRATE20 | 1
Physics | PP00052732 | Ohms Law Apparatus | <p>This Ohm's Law Apparatus is used to demonstrate the interdependence of current, voltage and resistance.</p> <ul> <li>Fully labelled with circuit diagram.</li> <li>Great for a school science classroom.</li> </ul> <p>Includes AC/DC adapter. The Ohm's Law Apparatus could also be powered by a 6V Battery - the correct polarity must be followed.</p> <p>This apparatus features a DC voltmeter, DC ammeter and a low wattage built-in rheostat.</p> <ul> <li>Dimensions: (L)203mm x (W)172mm x (H)64mm&nbsp;</li> </ul> | 62.25 | EA | FVRATE20 | 1
Physics | PP00052733 | Eisco Lenz Law Demonstration Kit using A | <p>The Lenz's Law Kit provides the necessary tools to discover concepts involving Farady's Law, magnetism, and eddy currents in addition to the Lenz's Law. The pipes of differing materials excel at demonstration the magnet braking force in action as the two magnets are simultaneously dropped through each of the aluminum and clear plastic tubes. A dynamometer attaches to suspend the Lenz's Las apparatus so students can quantitatively measure the additional force as the magnet drops through the conductive tube.</p> <p>Supplied with instructions.&nbsp;</p> <p>Kit includes:</p> <ul> <li>Lenz's law apparatus</li> <li>Dynamometer</li> <li>2 magnets</li> </ul> | 35.99 | EA | FVRATE20 | 1
Chemistry | PP00052734 | Vacuum Fractional Distillation - Secure | <p>Vacuum Fractional Distillation Apparatus - Borosilicate glass, joint size 24/29.</p> <p>Includes the following:</p> <ul> <li>Vigrex Column</li> <li>Still Head</li> <li>Liebig Condenser</li> <li>Receiver Adaptor Vacuum</li> <li>Flask Erlenmeyer - 100 ml</li> </ul> | 67.39 | EA | FVRATE20 | 1
Chemistry | PP00052735 | Set 34 BU Organic Chemistry Kit in Stora | <p>This Philip Harris Organic Chemistry Distillation set contains 16 items which are housed in die-cut foam lined box placed in a single Gratnells &reg; tray and lid.&nbsp; Designed for quantities of starting material of up to 150g</p> <p>Kit Contents:</p> <ul> <li>1 x Still head - Socket Size: 14/23, Joint Size: 19/26</li> <li>1 x Receiver adapter - Socket Size: 19/26, Joint Size 24/29</li> <li>1 x Air leak / steam inlet - Joint Size: 19/26</li> <li>1 x Liebig condenser - Socket Size: 19/26, Joint Size: 19/26</li> <li>1 x Dropping funnel, 100 ml - Socket Size: 19/26, Joint Size: 19/26</li> <li>1 x Reduction adapter - Socket Size: 19/26, Joint Size: 19/26</li> <li>1 x Multiple adapter - Socket Size: 19/26, Joint Size: 24/29</li> <li>1 x Flask, round bottom, 50 ml - Socket Size: 24/29</li> <li>1 x Flask, erlenmeyer, 250 ml - Socket Size: 24/29</li> <li>1 x Flask, round bottom, 250 ml - Socket Size: 24/29</li> <li>2 x Stopper - Socket Size: 19/26</li> <li>1 x Thermometer pocket - Socket Size: 14/23</li> <li>1 x Receiver adapter - Socket Size: 19/26</li> <li>1 x Flask, round bottom, 100 ml - Socket Size: 24/29</li> <li>1 x Stopper - Socket Size: 24/29, Joint Size: 19/26,</li> <li>1 x Flask, round bottom, 100 ml - Socket Size: 24/29,</li> <li>1 x Stopper - Joint Size: 24/29</li> </ul> | 103.55 | EA | FVRATE20 | 1
Chemistry | PP00052736 | Simple Organic Chemistry Set - Micro | <p>The perfect starter set for organic chemistry labs in order to perform small scale distillation, fractional distillation, separation, purification, and synthesis.</p> <p>All pieces made of 3.3 borosilicate glass that has been hand blown and polished for the perfect fit.</p> <p>The kit comes with a case and foam insert to hold all components.</p> <p>This set comprises 8 items of 14/23 ground joint.</p> <p>Kit Contains:</p> <ul> <li>1 x 25ml Beaker</li> <li>1 x Vigreux Column (100 mm)</li> <li>1 x Liebig Condenser (100 mm)</li> <li>1 x Still Head</li> <li>1 x Screw Cap Adapter</li> <li>1 x Receiver Adapter</li> <li>1 x 25ml Pear Shaped Flask</li> <li>1 x Thermometer (-10 to 110&deg;C)</li> </ul> | 46.59 | EA | FVRATE20 | 1
Glassware, Plastics & Ceramics | PP00052737 | Variable Volume Micropipette 100-1000µl | <p>High performance variable volume micropipette with a 100-1000&mu;L volume range in 5.0&mu;L increments. Simple design allows for easy adjustment and reading of increments. Features a soft and lightweight operation with an ergonomic, soft touch tip ejector designed to minimize hand fatigue, reduce thumb stress and to increase comfort with prolonged use. Fully autoclavable with a durable, autoclavable PVDF tip cone and a slip-resistant thermoplastic elastomer (TPE) body grip to minimize the transfer of body heat to the micropipette resulting in high accuracy even with continuous use.</p> <p>Entire series of micropipettes feature color coded plungers for easy identification. Calibration conforms to DIN 12650 &amp; EN-ISO 8655 standard ensuring high accuracy and precision. Calibration report enclosed with every micropipette.</p> <ul> <li>HIGH PERFORMANCE MICROPIPETTE ¦¦ Variable volume micropipette with a 100-1000&mu;L volume range in 5.0&mu;L increments</li> <li>COMFORTABLE ¦¦ Features a soft and lightweight operation with an ergonomic, soft touch tip ejector designed to minimize hand fatigue, reduce thumb stress and to increase comfort with prolonged use</li> <li>ACCURATE ¦¦ Fully autoclavable with a durable, autoclavable PVDF tip cone and a slip-resistant thermoplastic elastomer (TPE) body grip to minimize the transfer of body heat to the micropipette resulting in high accuracy even with continuous use</li> <li>COLOR CODED ¦¦ Entire series of micropipettes feature color coded plungers for easy identification</li> <li>CALIBRATED ¦¦ Calibration conforms to DIN 12650 &amp; EN-ISO 8655 standard ensuring high accuracy and precision - Calibration report enclosed with every micropipette</li> </ul> | 62.25 | EA | FVRATE20 | 1
Glassware, Plastics & Ceramics | PP00052738 | Tips for Micropipette Racked 200µl pk96 | <p>Micropipette Tips - Racked (2 - 200&micro;L)</p> <ul> <li>Material: Medical grade polypropylene</li> <li>Free of lubricants, dyes and heavy metals</li> <li>DNase, RNase &amp; polygon free</li> <li>Precisely centred orifice for directional accuracy</li> <li>Airtight grip on a pipette</li> </ul> <p>Supplied in an autoclavable plastic rack with hinged lid.&nbsp; Autoclavable at 121&deg;C.</p> <ul> <li>Sterile</li> <li>Capacity: 2 - 200 &micro;L</li> <li>Supplied in rack of 96</li> </ul> | 11.49 | PK | FVRATE20 | 1
Glassware, Plastics & Ceramics | PP00052739 | Tips for Micropipette Racked 10µl Pk 96 | <p>Micropipette Tips - Racked (0.2 - 10&micro;L)</p> <ul> <li>Material: Medical grade polypropylene</li> <li>Free of lubricants, dyes and heavy metals</li> <li>DNase, RNase &amp; polygon free</li> <li>Precisely centred orifice for directional accuracy</li> <li>Airtight grip on a pipette</li> </ul> <p>Supplied in an autoclavable plastic rack with hinged lid.&nbsp; Autoclavable at 121&deg;C.</p> <ul> <li>Sterile</li> <li>Capacity: 0.2 - 10 &micro;l</li> <li>Supplied in rack of 96</li> </ul> | 11.49 | PK | FVRATE20 | 1
Glassware, Plastics & Ceramics | PP00052740 | Tips for Micropipette Racked 1000µl Pk96 | <p>Micropipette Tips - Racked (200 - 1000&micro;L)</p> <ul> <li>Material: Medical grade polypropylene</li> <li>Free of lubricants, dyes and heavy metals</li> <li>DNase, RNase &amp; polygon free</li> <li>Precisely centred orifice for directional accuracy</li> <li>Airtight grip on a pipette</li> </ul> <p>Supplied in an autoclavable plastic rack with hinged lid.&nbsp; Autoclavable at 121&deg;C.</p> <ul> <li>Sterile</li> <li>Capacity: 200 - 1000 &micro;l</li> <li>Supplied in rack of 96</li> </ul> | 12.49 | EA | FVRATE20 | 1
Physics | PP00052741 | Pascals Law Apparatus | <p>Pascal's Law Apparatus with glass vessels of 4 different shapes mounted in leak proof metallic collars mounted on a metal base. Mounted on moulded plastic base.</p> <p>To show that the pressure of liquids depend upon their height and the surface of bottom of the columns and not on the capacities of the vessels, with plastic / glass vessels of four different shapes mounted on leak proof metallic collars, all parts of metal are painted.</p> <ul> <li>Mounted on moulded plastic base of size 20 x 12.5 cm</li> </ul> | 35.05 | EA | FVRATE20 | 1
Physics | PP00052747 | Digital Voltmeter 0-19.9V | <p>Digital school voltmeter which is perfect for any physics laboratory.&nbsp; Light and portable design, with a large LCD display. Can be used to measure the potential difference between two points in a circuit.&nbsp;Powered by a 9V (PP3) battery (included).</p> <ul> <li>DC Voltage Range: 0-20V</li> <li>Resolution 0.01V</li> <li>Accuracy: +1 digit.&nbsp;</li> <li>Dimensions: (H)114mm x (L)140mm x (W)102mm (4.5" x 5.5" x 4")</li> </ul> | 20.95 | EA | FVRATE20 | 1
Physics | PP00052748 | Digital Ammeter 0 - 10A | <p>Digital school ammeter which is perfect for any physics laboratory. Light and portable design with a large LCD display of 3&frac12; digits. Can be used to measure the current flowing in a circuit. Powered by a 9V (PP3) battery (included).</p> <ul> <li>DC current range: 0 - 10 Amps</li> <li>Resolution: 0.01A</li> <li>Accuracy: +1 digit.&nbsp;</li> <li>Dimensions: (L)140mm x (W)102mm x (H)108mm (5.5" x 4" x 4.25")</li> </ul> | 20.95 | EA | FVRATE20 | 1
Appliances | PP00052749 | Eisco Regulated DC Power Supply 3V-12V 3 | <p>Regulated DC Power Supply.&nbsp;&nbsp;</p> <p>The stepped output voltage is selectable with the help of the rotary switch provided on the front panel.</p> <ul> <li>Voltage Outputs: 3V, 4.5V, 6V, 7.5V, 9V, 12V DC.</li> <li>Current: 3 amp max.</li> <li>Input Voltage: 100V AC - 250V AC, 50/60 Hz.</li> <li>Dimensions: (W)136mm x (D)128mm x (H)85mm</li> <li>Weight: 632g</li> </ul> | 64.79 | EA | FVRATE20 | 1
Physics | PP00052750 | Boyles Law - Digital | <p>The Digital Boyle's Law Apparatus can be used to demonstrate the relationship between pressure and volume of gas.</p> <p>It is capable of:</p> <ul> <li>Enclosing volumes of air</li> <li>Changing the volume and pressure of the air</li> <li>Measuring pressures and volume changes</li> </ul> <p>The unit consists of a 29mm diameter graduated cylinder with a piston and a screw valve. The cylinder acts upon a manometer through a narrow passage of 60mm diameter. The manometer dual scale is from 0&ndash;4 x 10^5 Pa and 0&ndash;58 PSI with the needle set at atmospheric pressure.</p> <ul> <li>Mounted on durable metal base</li> <li>No external pump required</li> <li>Total height: 211mm&nbsp;</li> <li>Manometer dual scale is from 0-4 x 10^5Pa and 0-58 PSI with needle set at atmospheric pressure</li> <li>Requires 1.5 v AA battery for operation</li> </ul> | 82.89 | EA | FVRATE20 | 1
Stationery Accessories | PP00052794 | Cmates Shatter Resistant 30cm Ruler P10 | <p>You can count on our Classmates Shatter-Resistant Ruler to provide precise measurements and robust durability, making it an essential tool for any workspace. Crafted from shatter-resistant transparent plastic, this 30cm ruler is designed to withstand daily use, whether in the classroom, office, or at home.</p> <p>The ruler features clear, easy-to-read markings in both centimetres and millimetres, ensuring accurate measurements every time. The bevelled edge allows for smooth, precise drawing, making it perfect for everything from detailed technical work to creative projects. Its transparent design allows for easy alignment, helping you achieve accuracy with every use.</p> <p>This pack of 10 rulers is ideal for classrooms, workshops, or any setting where multiple rulers are needed. Built to last and withstand everyday wear and tear, these rulers are a dependable choice for all your measuring tasks.</p> <ul> <li>Shatter-resistant construction for lasting durability</li> <li>Transparent design for enhanced accuracy</li> <li>Clear, precise markings in centimetres and millimetres</li> <li>Bevelled edge for smooth and accurate drawing</li> <li>30cm length, perfect for various tasks</li> <li>Pack of 10, suitable for educational and professional use</li> </ul> <p>Classmates Shatter-Resistant Ruler &ndash; a dependable and practical choice for accurate measurements and long-term use.</p> | 2.99 | PK | FVRATE20 | 1
Lab Equipment | PP00052843 | Pocket Conductivity Tester 0 To 200ms | <p>The Pocket Conductivity Tester is a rugged and reliable pocket-sized tester that offers quick and accurate readings of conductivity and is ideal for testing in the field and the laboratory.</p> <p>This tester features an amperometric graphite electrode that provides better repeatability in measurements since it does not oxidise. The HI-98303's non-oxidising graphite pins are able to provide an optimal surface for accurate, dependable results.</p> <p>Ideal for testing:</p> <ul> <li>Drinking water</li> <li>Water conditioning</li> <li>Reverse osmosis</li> </ul> | 87.99 | EA | FVRATE20 | 1
Biology | PP00052867 | Eisco Labs Lens Cleaning Tissue Pk 100 | <p>Cleaning lenses is a delicate process. It can be easy to end up with a scratched lens if you aren't careful. The only reliable way to clean such a vulnerable surface is with lens cleaning tissues such as these. The soft fabric is designed with these surfaces in mind, so you can polish without fear of damaging precious equipment. This pack is good to have on hand in the lab, studio, or home.</p> <ul> <li>100 leaves of soft, non-abrasive lens cleaning tissue</li> <li>Tissue leaves measure approximately 5.5" x 3.75" (approx. 14 x 9.5cm)</li> <li>Use tissue to clean lenses, filters, or polished glass surfaces</li> <li>No better way to clean cameras, microscopes, or spectrometers</li> <li>Perfect to have on hand in the lab or at home</li> </ul> | 3.85 | EA | FVRATE20 | 1
Biology | PP00052874 | Laboratory Grade Seeds Barley - 500g | <p>Barley Seeds - 500g</p> <p>For use in physiological and germination experiments. In the interests of safety it is our policy to supply natural 'untreated' seeds, however, occasionally this is not possible. Where treated seeds are supplied they are clearly labelled. The weights stated are correct at the time of packing but some loss may occur due to drying in storage.</p> | 32.8 | EA | FVRATE20 | 1
Environmental Science | PP00052877 | Plant Pots - 100mm Pack of 5 | <p>Tough polystyrene plant pots with holes in base for aeration and drainage.</p> <p>Height: 10cm</p> <p>Pack of 5</p> | 3.85 | PK | FVRATE20 | 1
Filing & Folders | PP00052883 | C- Mate Report File A4 Yellwx25 | <ul> <li>Standard quality A4 polypropylene folders</li> <li>Full length title and indexing strip</li> <li>Clear cover to the front</li> <li>Flexible opaque back</li> <li>Flat bar filing mechanism for punched papers</li> <li>Yellow</li> <li>Also available in red, blue, grey, black, green and purple or an assorted pack of 25 containing 5 each of black, blue, green, red and yellow</li> <li>Pack of 25</li> <li>Image shows punched files - please note the stock sent will not be punched</li> </ul> | 9.09 | PK | FVRATE20 | 1
Glassware, Plastics & Ceramics | PP00052891 | Pyrex Heavy Duty Glass 2000ml Pack of 4 | <p>Always a best seller, Pyrex&reg; borosilicate glass meets the specifications of the following standards: ISO 3819 &amp; DIN12331.&nbsp;&nbsp;The heavy-duty range have reinforced rims, thicker walls &amp; heavier bases than the standard Pyrex&reg; range.</p> <p>Mechanically stronger than standard beakers, designed for longer life.</p> <p>Due to the demanding conditions that borosilicate glass is subjected to, maximum chemical toughness, minimum thermal expansion &amp; high resistance to thermal shock make Pyrex&reg; the ideal material for use in any laboratory.</p> <p>White enamel graduations and marking patch.</p> <ul> <li>Volume: 2000ml</li> <li>Dimensions: (D)131mm x (H)179mm</li> <li>Pack of 4</li> </ul> | 141.25 | PK | FVRATE20 | 1
Glassware, Plastics & Ceramics | PP00052894 | Pyrex Heavy Duty Glass Beaker 1000ml P6 | <p>Heavy duty, low form beaker.</p> <ul> <li>Reinforced rims and spout, thicker walls and heavier bases.</li> <li>Mechanically stronger than standard beakers, designed for longer life.</li> <li>Pack of 6.</li> </ul> | 96.29 | PK | FVRATE20 | 1
Glassware, Plastics & Ceramics | PP00052895 | Pyrex HWall Filter Flask 1000ml P5 | <p>Always a bestseller, Pyrex&reg; items are manufactured from thermal &amp; chemical resistant Pyrex&reg; borosilicate glass.&nbsp;</p> <p>Heavy walled Pyrex&reg; B&uuml;chner filter flasks are ideal for vacuum filtration applications. &nbsp;The flask has a side-arm feature which consists of a short glass integral side-arm which is rifled for easy and safe attachment of 9mm bore vacuum tubing (B8A89801 - not included).</p> <p>With tooled neck to accept a drilled rubber stopper and 'studded' base to minimise surface abrasion.</p> <p>Ungraduated, with white enamel marking spot.</p> <ul> <li>Volume: 1000ml</li> <li>Height: 230mm</li> <li>Neck Internal Diameter: 45mm</li> <li>Pack of 5</li> </ul> | 192.55 | PK | FVRATE20 | 1
Glassware, Plastics & Ceramics | PP00052897 | Pyrex HDuty Conical Flask 500ml P6 | <p>Always a bestseller, Pyrex&reg; items are manufactured from thermal &amp; chemical resistant Pyrex&reg; borosilicate glass.</p> <p>Pyrex&reg; heavy duty conical flasks are designed to provide optimum mechanical strength under adverse conditions. These flasks have extra thick walls with carefully controlled uniformity, and heavily beaded rims to resist chipping. They are able to resist fracture by a factor of up to 300% over standard glassware. The bases are specially shaped to provide efficient magnetic stirrer operation.</p> <ul> <li>Volume: 500ml</li> <li>Pack of 6</li> <li>Base Diameter: 101mm</li> <li>Neck Diameter: 31mm</li> <li>Height: 176mm</li> <li>Bung Size: 29 - B8A82648</li> </ul> | 77.79 | PK | FVRATE20 | 1
Glassware, Plastics & Ceramics | PP00052900 | Pyrex Stoppred Volumetric Flask 100ml P5 | <p>Pyrex&reg; Class A volumetric flasks are made from chemically resistant borosilicate glass with inscriptions in white enamel. Includes chemical resistant polypropylene stopper.</p> <ul> <li>Volume: 100ml</li> <li>Height: 170mm</li> <li>Pack of 5</li> </ul> | 49.29 | PK | FVRATE20 | 1
Glassware, Plastics & Ceramics | PP00052913 | Azlon Measuring Cylinder Squat 100ml P5 | <p>Squat design for increased stability, ease of handling and space saving storage.</p> <p>Unique, self-draining base eliminates water collection during washing in a dishwasher.</p> <p>Moulded, blue easy-to-read graduations.</p> <p>High clarity polypropylene - safe, unbreakable, with good chemical and temperature resistance.</p> <p>Anti-suction base - no problem when working on wet surfaces.</p> <ul> <li>Volume: 100ml</li> <li>Height: 163mm</li> <li>Pack of 5</li> </ul> | 34.85 | PK | FVRATE20 | 1
Appliances | PP00052937 | Frontier 5306 Mini Centrifuge | <p>With a low voltage power input, quiet brushless motor and a rubber base that absorbs vibrations, the Frontier 5306 Mini Centrifuge minimizes operational noise and reduces disruptions in the laboratory.&nbsp; Frontier 5306 is designed with operator safety in mind, and includes a rotor imbalance sensor and two safety switches which immediately stop the rotors should the lid open during use.&nbsp; Frontier 5306 takes simple one-step operation to a new level. Simply place your sample in the centrifuge, close the lid, and it will begin to rotate without the press of a button.</p> <p>Specification:</p> <ul> <li>Rotating Speed: 6000rpm</li> <li>Centrifugal Force: 2000 x g</li> <li>Maximum Capacity: 8 x 1.5ml Tubes</li> <li>Dimensions: (W)150mm x (D)168mm x (H)128mm</li> </ul> | 219.95 | EA | FVRATE20 | 1
Chemistry | PP00052951 | Stoppers Cone 19-26 | <p>Stopper made from Borosilicate glass, with ground glass cone.</p> <p>Cone size: 19/26</p> | 3.75 | EA | FVRATE20 | 1
Appliances | PP00052989 | Plastic Bags Gripseal - 90 x 115mm - Pac | <p>Plastic bags with a gripseal to re-seal over and over again.</p> <ul> <li>Dimensions: 90 x 115mm.</li> <li>Pack of 100</li> </ul> | 1.69 | PK | FVRATE20 | 1
Site Maintenance | PP00053036 | Duracell Plus Power Batteries AA Pack 4 | <p>Offering long shelf life and high performance, these AA Duracell batteries are the first choice for most high performance applications.</p> <ul> <li>Plus power meaning 40% more power</li> <li>Long-lasting power guaranteed</li> <li>1.5V Alkaline Battery</li> <li>Pack of 4</li> </ul> | 5.49 | PK | FVRATE20 | 1
Glassware, Plastics & Ceramics | PP00053048 | Azlon Trans Plastic Bottles 150ml P10 | <p>These Azlon&reg; translucent plastic bottles with wide mouth and heavy duty screw caps offer excellent chemical resistance and are Autoclavable.</p> <p>Suitable for storing a wide range of chemicals and media.</p> <ul> <li>Volume: 150ml</li> <li>Pack of 10</li> </ul> | 13.45 | PK | FVRATE20 | 1
Lab Equipment | PP00053112 | Clear Glass Weighing Bottles - P10 | <p>Clear glass, with interchangeable ground stopper</p> <ul> <li>Dimensions: (H)50mm x (D)25mm</li> <li>Borosilicate Glass</li> <li>Pack of 10</li> </ul> | 87.09 | PK | FVRATE20 | 1
Physics | PP00053118 | Bar Magnets Plastic Coated Ceramic | <p>These bar magnets are particularly suited to younger pupils.</p> <p>The magnets possess good magnetic strength with very high resistance to demagnetisation, whilst retaining a 'traditional' bar magnet appearance by virtue of the red and blue (for N and S) tough plastic casing.</p> <ul> <li>Dimensions: 80mm x 27mm x 10mm</li> </ul> <p>WARNING!</p> <ul> <li>Not Suitable for Children under 3 years due to small parts</li> <li>This product contains magnets or magnetic components</li> <li>Magnets can cause serious or fatal injury if swallowed</li> </ul> | 4.95 | PK | FVRATE20 | 1
Glassware, Plastics & Ceramics | PP00053138 | Stirring Rods Polypropylene 150mm | <p>These polypropylene stirring rods eliminate the possibility of scratching or other damage to glass vessels. They have a high resistance to the majority of laboratory chemicals.</p> <ul> <li>Diameter: 10mm</li> <li>Length: 150mm</li> </ul> | 2.25 | EA | FVRATE20 | 1
Glassware, Plastics & Ceramics | PP00053140 | Simax FB Glass Evaporating Basin 90mlP10 | <p>Simax&reg; flat bottom glass evaporating basin. Made from chemically and thermally resistant borosilicate glass, with spout.</p> <ul> <li>Capacity: 90ml</li> <li>Pack of 10</li> </ul> | 87.49 | PK | FVRATE20 | 1
Glassware, Plastics & Ceramics | PP00053146 | Simax RB Glass Evaporating Basin100mlP10 | <p>Simax&reg; round bottom glass evaporating basin, made from chemically and thermally resistant Borosilicate glass with spout.</p> <ul> <li>Volume: 90ml</li> <li>Pack of 10</li> </ul> | 67.29 | PK | FVRATE20 | 1
Glassware, Plastics & Ceramics | PP00053147 | Shallow FB Porcelain Evaporatin 50ml | <p>Deep form, flat bottom porcelain evaporating basin. With spout, glazed except for the outside base.</p> <ul> <li>Capacity: 50ml</li> </ul> | 9.35 | EA | FVRATE20 | 1
Glassware, Plastics & Ceramics | PP00053150 | Round Bott Porcelain Evap Basin 107ml P5 | <p>Shallow form evaporating basin with spout. Round bottom, glazed inside.</p> <ul> <li>Capacity: 107ml</li> </ul> | 51.95 | PK | FVRATE20 | 1
Glassware, Plastics & Ceramics | PP00053151 | Pipe Dropping Bottle Amber Polystop P10 | <p>Amber glass dropping bottle with a three-piece pipette section comprising a glass dropper, high-density polythene stopper with dust-proof head and vinyl teat. Both stopper and teat are highly resistant to chemical attack by acids and alkalis.</p> <ul> <li>Capacity: 50ml</li> <li>Stopper Size: 14/23</li> <li>Pack of 10</li> </ul> | 38.75 | PK | FVRATE20 | 1
Glassware, Plastics & Ceramics | PP00053153 | Simax Screw Top Reagent Bottle 250ml P10 | <p>Simax&reg; screw-top graduated reagent bottle with GL45 thread blue cap.&nbsp;&nbsp;Clear glass.&nbsp;&nbsp;Suitable for autoclaving up to 140&deg;C. Cap must be loose in order to autoclave.&nbsp;&nbsp;With pouring ring.</p> <ul> <li>Volume: 250ml</li> <li>Height: 143mm</li> <li>Outer Diameter: 70mm</li> <li>Pack of 10</li> </ul> <p>In order to make this bottle suitable for storing concentrated acid, the blue lid and blue pouring ring must be removed from this bottle.</p> <p>The lid must be replaced with a Red Simax Bottle Top which are available to purchase separately - B8R07790</p> <p>Clear glass bottles are suitable for storing concentrated Nitric Acid if kept in a dark chemical store.</p> | 21.25 | PK | FVRATE20 | 1
Glassware, Plastics & Ceramics | PP00053172 | Amber Glass Reagent Bottle250ml P10 | <p>Amber glass with dustproof, Polystop stoppers with hexagonal head.</p> <ul> <li>Volume: 250ml</li> <li>Stopper Size: 24/29</li> <li>Pack of 10</li> </ul> | 41.65 | PK | FVRATE20 | 1
Glassware, Plastics & Ceramics | PP00053173 | Reagent Bottle 250ml Plastic Coated P10 | <p>A clear glass reagent bottle with a chemical resistant PVC coating which reduces the hazard of splashing and loss of contents if bottles are dropped or broken. Supplied with dustproof 'Polystop' stoppers. Unlabelled.</p> <ul> <li>Volume: 250ml</li> <li>Pack of 10</li> </ul> | 119.95 | PK | FVRATE20 | 1
Glassware, Plastics & Ceramics | PP00053201 | Simax Glass Measuring Cylinder 10ml | <p>Simax&reg; glass measuring cylinders with graduations and inscriptions in permanent amber stain, screen printed.&nbsp; Borosilicate glass which offers good chemical resistance.</p> <ul> <li>Volume: 10ml</li> <li>Height: 135mm</li> </ul> | 5.59 | EA | FVRATE20 | 1
Glassware, Plastics & Ceramics | PP00053206 | Borosilicate Stirring Rod 1.5mx5mm | <p>1.5M lengths of 5mm diameter Borosilicate glass rod.</p> <p>Can be cut to size by a technician or teacher using a glass cutter (B8R06089 - not included).</p> <ul> <li>Diameter: 5mm</li> <li>Length: 1.5M</li> </ul> | 1.19 | EA | FVRATE20 | 1
Physics | PP00053253 | Rubens Tube 1 Metre | <p>A truly exciting way to demonstrate the effect of sound waves in action, the Rubens Tube really brings the topic to life in a way the students will never forget. The robust stainless steel welded construction means trouble free operation for many many years.</p> <p>The unit is shipped with full instructions and safety guidance and is the perfect companion to the Lascells Digital Signal Generator.</p> <p>Requires a supply of bench or bottled gas.</p> <p>Product Specifications:</p> <ul> <li>Dimensions: 1000mm &times; 80mm &times; 50mm</li> <li>Weight: 1kg</li> </ul> | 225.75 | EA | FVRATE20 | 1
Lab Equipment | PP00053259 | Warning Label - Corrosive Agents | <p>Hazard Warning Labels - Corrosive (GHS-05)</p> <ul> <li>CLP Style (Symbols in black with red border)</li> <li>96 stickers (24 stickers per sheet, 4 sheets in pack)</li> <li>Sticker Size: 40mm x 40mm</li> </ul> | 5.05 | PK | FVRATE20 | 1
Lab Equipment | PP00053260 | Warning Label - Toxicity Category 4 | <p>Hazard Warning Labels - Toxicity Category 4 / Irritant (GHS-07)</p> <ul> <li>CLP Style (Symbols in black with red border)</li> <li>96 stickers (24 stickers per sheet, 4 sheets in pack)</li> <li>Sticker Size: 40mm x 40mm</li> </ul> | 5.05 | PK | FVRATE20 | 1
Lab Equipment | PP00053261 | Warning Label - Biohazard | <p>Hazard Warning Labels - Biohazard</p> <ul> <li>Symbols in black on orange background</li> <li>96 stickers (24 stickers per sheet, 4 sheets in pack)</li> <li>Sticker Size: 40mm x 40mm</li> </ul> | 5.05 | PK | FVRATE20 | 1
Lab Equipment | PP00053291 | W-Res H-Held PH MV and Temp Meter | <p>The HI-8314 is a handheld pH / mV / &deg;C meter designed to be reliable and easy-to-use.</p> <p>The HI-8314N is also supplied with the HI-1217D pre-amplified pH electrode and internal temperature sensor.</p> <p>Manual calibration is performed at one or two points by adjusting the trimmers on the front panel.</p> <p>This instrument is ideal for applications that require a custom calibration point. Manual calibration can be extremely useful in order to achieve better accuracy.</p> <p><b>Key features</b></p> <ul> <li>Pre-amplified pH electrode included</li> <li>Easy manual one or two point calibration</li> <li>Automatic Temperature Compensation (ATC)</li> <li>Water-resistant</li> <li>Compact, heavy-duty casing</li> <li>Battery indicator</li> <li>Auto shut-off</li> </ul> <p><strong>Specification:</strong></p> <ul> <li>pH Range: 0.00 to 14.00</li> <li>pH Resolution: 0.01</li> <li>Accuracy: &plusmn;0.01</li> <li>Calibration: Manual, two point, via trimmers</li> <li>Temperature Compensation: Automatic, 0 to 70&deg;C</li> <li>mV Range: &plusmn;1999mV</li> <li>mV Resolution: 1 mV</li> <li>mV Accuracy &plusmn;1 mV (@25 &deg;C / 77 &deg;F)</li> <li>Temperature Range*: 0.0 to 100.0&deg;C - *limits will be reduced by actual sensor limits</li> <li>Resolution: 0.1&deg;C</li> <li>Accuracy: &plusmn;0.4</li> </ul> <ul> <li> <ul></ul> </li> </ul> | 388.05 | EA | FVRATE20 | 1
Primary Science | PP00053350 | Cress Seeds | <p>Plant some joy with these super Cress seed packs. Ideal for planting in individual pots within the classroom - getting green fingers has never been easier or more fun! Your pupils will love every step of the planting process and investigating exactly what happens during the growth stage, seeing it all develop before their eyes. These seeds will ensure that your Science teaching is practical, informative and fun. Perfect for delivering the National Curriculum expectations for Plants. &nbsp;They could also be used as part of PSHE education to promote Healthy Eating and to give your children a better understanding about where food really comes from.</p> <p>Sow and grow. It's that simple.</p> <p>What's in the Box?&nbsp;</p> <p>30 x packs of Cress seeds</p> | 14.99 | PK | FVRATE20 | 1
Primary Science | PP00053351 | Sunflower Seeds | <p>Bring the sunshine to your classroom with these super Sunflower seeds. Inspire wonder as your children watch them grow and grow...and grow!</p> <p>Ideal for planting in individual pots within the classroom - getting green fingers has never been easier or more fun!Your pupils will love every step of the planting process and investigating exactly what happens during the growth stage, seeing it all develop before their eyes. These seeds will ensure that your Science teaching is practical, informative and fun. Perfect for delivering the National Curriculum expectations for Plants. &nbsp;They could also be used as part of PSHE education to promote Healthy Eating and to give your children a better understanding about where food (such as cooking oil and margarine) really comes from.&nbsp;</p> <p>What's in the Box?</p> <p>30 x pack of Sunflower seeds</p> | 12.99 | PK | FVRATE20 | 1
Lab Equipment | PP00053371 | Warning Label - Flammable | <p>Hazard Warning Labels - Flammable (GHS-02)</p> <ul> <li>CLP Style (Symbols in black with red border)</li> <li>96 stickers (24 stickers per sheet, 4 sheets in pack)</li> <li>Sticker Size: 40mm x 40mm</li> </ul> | 5.05 | PK | FVRATE20 | 1
Lab Equipment | PP00053372 | Warning Label Hazardous to Environment | <p>Hazard Warning Labels - Hazardous to the Environment (GHS-09)</p> <ul> <li>CLP Style (Symbols in black with red border)</li> <li>96 stickers (24 stickers per sheet, 4 sheets in pack)</li> <li>Sticker Size: 40mm x 40mm</li> </ul> | 5.05 | PK | FVRATE20 | 1
Lab Equipment | PP00053373 | Warning Label - Toxicity Category 1-3 | <p>Hazard Warning Labels - Toxicity Category 1-3 / Poisons (GHS-06)</p> <ul> <li>CLP Style (Symbols in black with red border)</li> <li>96 stickers (24 stickers per sheet, 4 sheets in pack)</li> <li>Sticker Size: 40mm x 40mm</li> </ul> | 5.05 | PK | FVRATE20 | 1
Lab Equipment | PP00053374 | Warning Label - Carcinogenic | <p>Hazard Warning Labels - Substances Hazardous to Health / Carcinogenic (GHS-08)</p> <ul> <li>CLP Style (Symbols in black with red border)</li> <li>96 stickers (24 stickers per sheet, 4 sheets in pack)</li> <li>Sticker Size: 40mm x 40mm</li> </ul> | 5.05 | PK | FVRATE20 | 1
Lab Equipment | PP00053375 | Warning Label - Oxidising | <p>Hazard Warning Labels - Oxidising (GHS-03)</p> <ul> <li>CLP Style (Symbols in black with red border)</li> <li>96 stickers (24 stickers per sheet, 4 sheets in pack)</li> <li>Sticker Size: 40mm x 40mm</li> </ul> | 5.05 | PK | FVRATE20 | 1
Outdoor | PP00053391 | New England Bird Nest Box | <p>The New England Bird Nest Box is inspired by the design of the beach huts of New England in the U.S.A. and is perfect for small bird species such as blue tits, coal tits, marsh tits etc and a delightful addition to your garden. Each nest box features a shingle roof, hole protector and a side opening door for cleaning. The nest boxes are made from slow-seasoned sustainably sourced timber and may be painted annually with matching water based paints to maintain their appearance.</p> <p>Dimensions 190 x 220 x 260mm. Weight 0.65 kg.</p> | 19.99 | EA | FVRATE20 | 1
Primary Science | PP00053433 | KNEX STEM Explorations Swing Rides Set | <p>Children can build a working swing ride with this educational building set. Each package contains 486 brightly coloured pieces, including variously sized connectors, and multiple styles of rods: short, long, straight and curved .</p> <p>Parts can be connected together to create constructions that actually move, thanks to a battery-powered motor that uses two AA batteries.</p> <p>This engineering set can also be used for building two other rides - a boom ride and a Ferris wheel. Playing with this educational toy will unleash children's imaginative skills by letting them build amazing structures with their own two hands.</p> <p>This toy also promotes growth in STEAM (science, technology, engineering, arts, and math) subjects, thanks to its complex and cognitive approach to entertainment. Not only does it offer kids a fun playtime session - it also helps develop their natural curiosity and creativity, and lets them learn not only by thinking about concepts but through hands-on experience as well.</p> <p>This set can also be used in schools, allowing students to find solutions and turn parts into whole constructions. An experiment guide walks children through the process of building the amusement park ride models. The manual contains complete details on the three inquiry-based engineering projects that are easy for kids to follow and implement.</p> <p>This STEAM toy is specially designed for children ages 8 and up. It is best used by one to three children at a time, promoting camaraderie, teamwork, and social skills.&nbsp;</p> | 24.99 | EA | FVRATE20 | 1
Primary Science | PP00053435 | KNEX STEM Explorations Gears | <p>Prepare your child for the real world at an early age with the K'NEX STEM Explorations Gears Building Set! With the 143 assorted parts and pieces in this set, children can build three fully functioning, unique geared models such as a crank fan, an egg beater, and a car window! K'NEX rods and connectors are plastic and made with a high-quality construction.</p> <p>Mix and match all of the parts and pieces and be amazed at what you can create with this building set. This engineering educational toy comes with a handy illustrated instruction manual to guide children through their building adventures.</p> <p>The sheet includes construction ideas and tips for students in order to help them create structures on their own. Parents and teachers can also guide their children through the manual until they get acquainted with it. This building set also includes three downloadable activity sheets to guide children through hands-on, inquiry-based experiments. They will be introduced to concepts like gear configurations, gear ratios, rotational speed, mechanical advantage, and more! Studies reveal that students have more success learning STEM subjects through activities that are related to the real world than through reading about abstract concepts in textbooks.</p> <p>K'NEX Education sets allow students to build replicas of real-world machines and gain a concrete understanding of the scientific principles that make them work. Promote your children's knowledge of STEAM (science, technology, engineering, arts, and math) concepts by igniting their natural curiosity and creativity. Building with K'NEX puts children on the path to a fundamental understanding of STEAM subjects. Let them design, construct, and customize their own K'NEX Education Gears Building Set and enjoy hours of fun playing and learning.</p> | 14.99 | EA | FVRATE20 | 1
Primary Science | PP00053436 | KNEX STEM Explorations Levers Pulleys | <p>See science concepts in action with the K'NEX Education STEM Explorations Levers and Pulleys Building Set!</p> <p>This toy kit contains 139 pieces that students can use to build three replicas of real-world simple machines. K'NEX toys don't just keep kids occupied - they also foster their imaginations in creating designs. The STEM Explorations Levers and Pulleys Set is designed for students grades 3-5 (ages 8 and up).</p> <p>Thanks to the downloadable activities, parents and teachers can guide children in learning about lever classes, pulley systems, resistance, effort, and mechanical advantage.</p> <p>The building kit introduces simple machines - a balance, a wheelbarrow, and a sailboat.</p> <p>The experiment guide is aligned with national STEM standards. It makes a great learning tool for students, as it helps develop their cognitive skills and critical thinking. K'NEX Education allows children to gain knowledge of the simple machine's principles and how these work.</p> | 11.99 | EA | FVRATE20 | 1
Primary Science | PP00053438 | K NEX STEM Explorations Roller Coasters | <p>Your child can explore STEM concepts while building a working roller coaster with K'NEX Education STEM Explorations Roller Coaster Building Set!</p> <p>The set will engage and energize middle-school children as they boost their understanding of the STEAM (science, technology, engineering, art, and math) concepts associated with a real-life amusement park ride. This K'NEX Education Set includes over 500 parts, plus a battery-powered motor, allowing a single child or a team of two to three children to build a working roller coaster.</p> <p>Two additional models are also included in this set - a ramp and a half-pipe -which can be built one at a time. The set requires two AA batteries, which are not included. K'NEX Education models offer proactive opportunities for children to develop scientific inquiry, investigation, and experimentation skills.</p> <p>Our inquiry-based lessons challenge aspiring students as they build, investigate, problem-solve, discuss, and evaluate scientific and design principles in action. All K'NEX Education sets come with either a comprehensive guide for teachers or an experiment guide for student-led learning.</p> <p>All lesson plans and experiment guides are written by expert educators and feature hands-on, inquiry-based projects that engage students in today's busy classroom. K'NEX Education sets allow students to build replicas of real-world machines and other models, and through the lesson plans and experiments, to gain a concrete understanding of the principles that make them work.</p> <p>Broaden your kids' STEAMagination with K'NEX Education STEM Explorations.&nbsp;</p> | 38.49 | EA | FVRATE20 | 1
Primary Science | PP00053439 | KNEX STEM Explorations Vehicles | <p>Let your children unleash their creativity and build their own vehicles with the K'NEX STEM Explorations Vehicles Building Set!</p> <p>With the 131 assorted parts and pieces in this set, children can build up to seven vehicle models with different power sources, such as push power, rubber band power, wind power, and a spring motor!</p> <p>The K'NEX rods and connectors are plastic, but made with high-quality construction. Mix and match all of the pieces and be amazed at what you can create with this building set.&nbsp; This engineering education toy comes with an instruction manual to guide children through their building adventures.</p> <p>The sheet includes construction ideas and tips for students to help them create structures on their own. Parents and teachers can also walk children through the manual and guide them until they get acquainted with it. Once the models are built, the five downloadable activity sheets that are included will guide children through hands-on, inquiry-based experiments.</p> <p>They will be introduced to the science behind potential and kinetic energy, velocity, acceleration, motion, graphing, and more! Studies reveal that students have more success learning STEM subjects through activities that are related to the real world rather than through reading about abstract concepts in textbooks.</p> <p>K'NEX Education sets allow students to build replicas of real-world machines and gain a concrete understanding of the scientific principles that make them work.</p> <p>Promote your children's knowledge of STEAM (science, technology, engineering, arts, and math) concepts by igniting their natural curiosity and creativity. Building with K'NEX puts children on the path to a fundamental understanding of STEAM subjects.</p> <p>Let them design, construct, and customize their own K'NEX Education Vehicles Building Set and enjoy hours of fun playing and learning.</p> | 26.99 | EA | FVRATE20 | 1
Primary Science | PP00053440 | KNEX Intro to Structures Bridges Set | <p>Make learning more enjoyable! Learn about the art and science of infrastructures during play time.</p> <p>K'NEX Education's Intro to Structures Bridges Set allows you and your children to create a variety of shapes and models of bridges.</p> <p>The set consists of 207 classic pieces, which include rods and connectors. The snap-fit pieces stick together securely and can be easily reassembled into other creations.Build 13 fully functioning replicas of real-world bridges, one at a time.</p> <p>These models demonstrate key bridge types, such as truss, arch, cantilever, beam, suspension, movable/bascule, and cable-stayed. Building instructions and guides are included in each set. K'NEX Education teacher's guides and experiment guides are aligned to national educational standards, including ITEEA, NSES, NCTM, NGSS, and Common Core.K'NEX promotes the development of STEAM (science, technology, engineering, arts, and math) capabilities by invoking a child's natural curiosity and creativity, which powers the fun of each and every K'NEX building set.</p> <p>Building with K'NEX puts children on a path to a fundamental understanding of STEAM subjects.Enjoy hassle-free cleanup and storage, as this building set comes with a convenient portable storage tray with a snap-on lid.K'NEX Education's Intro to Structures Bridges Set is designed to enhance imagination and creativity.</p> <p>Aside from being used to build 13 bridge replicas, it also allows kids to create buildings, houses, and towers. This toy is ideal for kids from grades 3 to 5, and 2 to 3 students can work on each set at one time.&nbsp;</p> | 43.99 | EA | FVRATE20 | 1
Design & Technology | PP00053442 | KNEX Imagine Builder Basics 50 Model Bui | <p>The K'NEX Imagine Builder Basics 50 Model Building Set promotes the development of STEAM (science, technology, engineering, arts, and math) concepts by igniting your students natural curiosity and creativity. Building with K'NEX puts students on the path to a fundamental understanding of STEAM subjects. Let them design, construct, and customize their own K'NEX models enabling hours of learning with them.</p> <p>This building set contains 417 rods and connectors that click together in a multitude of 3D configurations. Let your students construct basic 3D figures by themselves, and guide them to create more complex structures that will expand his imagination. Your students can build up to 50 different structures with the colourful pieces and learn about basic building concepts with this K'NEX construction educational set.</p> <p>This building set comes with a sturdy plastic tub for hassle-free cleanup. It lets you store your students models and the loose pieces, ready for the next lesson. Each set also comes with an easy-to-follow instruction sheet to guide your students in building 50 models of varying difficulty and size.&nbsp;</p> | 43.99 | EA | FVRATE20 | 1
Design & Technology | PP00053445 | KNEX Imagine Builder Basics 35 Model Bui | <p>Fuel your students imagination and unleash their creativity with the K'NEX 35 Model Building Set.</p> <p>The set comes with 480 K'NEX parts and pieces in a mix of classic and micro sized parts. It includes rods and connectors that attach to one another in different ways, allowing students to hone their artistic skills by coming up with a variety of shapes, figures, and models.</p> <p>The snap-fit pieces stick together securely and can be easily reassembled into other creations. K'NEX lets builders create different models that actually move.</p> <p>This building set allows students to make interactive toys and models like trucks, airplanes, helicopters, and auto parts such as wheels, wings, rotors, and tracks. Constructing their own buildings, amusement park rides, and bridges isn't just a dream when you have this building set!</p> <p>Furthermore, this set improves STEAM (science, technology, engineering, arts, and maths) capabilities by inspiring students natural curiosity and creativity, which powers the fun of each and every K'NEX building set. K'NEX supports key areas of student development. As they click the parts together and discover how the building system works, they strengthen their hand-eye coordination, fine motor skills, problem-solving skills, and spatial awareness.&nbsp;</p> <p>Keep all the K'NEX parts in one place that is easy to access. Store all those precious pieces in the handy chest. K'NEX 35 Model Building Set includes an instruction booklet that shows students how to create 35 unique models with its step-by-step guidelines.</p> <p>This kit is ideal for students ages 7 and up, allowing them to make anything their minds can come up with.</p> | 27.99 | EA | FVRATE20 | 1
Design & Technology | PP00053446 | KNEX Imagine Power Play 50 Building Set | <p>Bring builds to life with this K'NEX Power and Play motorised building set! Great for encouraging independent learning.</p> <p>Build creations from imagination or use the easy step-by-step manual to create a range of cool models that move.</p> <p>50 models to build including 25 motorised build designs made from 529 brightly coloured pieces.</p> <p>Choose from an array of models from a chopper race car or carousel to a rocket, a spaceship or even a game of basketball, there is an endless list of 3D objects waiting to be imagined and created.</p> <p>After students have built a design, attach the included motor to really bring their creation to life!&nbsp;</p> | 58.99 | EA | FVRATE20 | 1
Glassware, Plastics & Ceramics | PP00053486 | Simax Narrow Mouth Conical Flask 1000ml | <p>Simax&reg; Narrow Mouth conical flasks are ideal for general laboratory use.</p> <p>White enamel graduations, borosilicate glass.</p> <ul> <li>Volume: 1000ml</li> <li>Neck Diameter: 42mm</li> <li>Height: 220mm</li> <li>Pack Size: Each</li> </ul> | 5.79 | EA | FVRATE20 | 1
Physics | PP00053534 | Boyles Law - No Oil | <p>Designed for demonstration, the column is clearly visible to the whole class without them having to crowd around the demonstration bench. A wide-bore glass tube is mounted vertically in front of a scale graduated 0 to 65cm&sup3;. Zero corresponds to the inside of the closed (top) end of the tube.</p> <p>Air is confined in the tube by coloured water or oil (not included) contained in a metal pressure chamber which is fitted with a Bourdon-type gauge calibrated 0 to 3.4 x 10^5 Pa. As the pressure in the chamber is increased using a pump (not included), coloured water or oil is forced into the glass tube and the volume of the contained air and its actual (total) pressure are clearly indicated.</p> <p>The tube is of extra strong glass having a very large safety overload margin.</p> <p>As a further precaution a plastic safety screen is secured over the front.</p> <ul> <li>Overall height: 690mm</li> </ul> <p>Pump and Adaptor for Boyle's Law Apparatus is also required for use (B8R08103).</p> | 117.19 | EA | FVRATE20 | 1
Lab Equipment | PP00053553 | Thermometer Tube Ungraduated Red | <p>Ungraduated Partial Immersion Red Spirit Filled Laboratory Thermometer:</p> <p>-10&deg;C to +110&deg;C (L)205mm</p> <p>The ungraduated spirit filled thermometer uses specially selected filling materials which are coloured red on a white back glass. Thermometer normally supplied with the non-roll cap with ring.</p> <p><strong>Specification:</strong></p> <ul> <li><strong>Range (&deg;C):</strong> -10&deg;C to +110&deg;C</li> <li><strong>Division:</strong> 1.0&deg;C</li> <li><strong>Length:</strong> 205mm</li> <li><strong>Filling</strong>: Red Spirit</li> <li><strong>Immersion:</strong> Partial, Immersion is 76mm.</li> <li><strong>Accuracy</strong>: +/-1.0&deg;C at 35&deg;C</li> <li><strong>Product Material:</strong> Glass Tube: Kerosene filled</li> </ul> <p>This plain ungraduated thermometer allows students to produce and mark on their own scales.</p> | 1.85 | EA | FVRATE20 | 1
Appliances | PP00053565 | Lift and Turn Gas Tap 2 Way 90 Degrees | <p>Brownall Two Way 90&deg; Lift &amp; Turn gas tap for excellent on/off indication. Comes with all fittings for bench mounting or other horizontal surface. The tap has a flange diameter of 39mm.</p> <p><strong>SPECIFICATION</strong></p> <ul> <li>Outlet Connections: Fixed serrated nozzles suitable for 8 mm to 13 mm ID rubber hose.</li> <li>Inlet Connection: 1/2' BSP shank by 65mm.</li> <li>Construction: Fire safe plug cocks of brass constructed using grease suitable for Natural Gas and LPG.</li> </ul> <p><strong>Installation</strong></p> <ul> <li>Supply pressure should be in the range from 1.5 kPa to 5 kPa.</li> </ul> <p><strong>Connection</strong></p> <ul> <li>Fitting connection is a 1/2' BSP male threaded shank 65 mm long.</li> <li>The connection end of the shank is designed to fit 8mm BS 27871 Table X tubing using a compression nut.</li> </ul> | 77.05 | EA | FVRATE20 | 1
Physics | PP00053600 | Spectrometer Light Source | <p>Used as a Sodium vapour light source. These are 2mm and 4mm holes, 4mm x 20mm vertical slit. The lamp power supply housing provides two intensities of operation. The lower intensity provides the more pure sodium vapour performance because the gas in the lamp runs cooler and is a more predominantly monochromatic sodium source. Using a spectroscope, the sodium 'doublet' is clearly visible and this lamp is suitable for general purpose monochromatic work in the classroom when used at the low power setting. The high power setting is useful to demonstrate the change in overall colour as the various other wavelengths begin to appear. Operating voltage 220/240V.AC. 50 Hz.&nbsp;</p> | 145.25 | EA | FVRATE20 | 1
Computing & ICT | PP00053628 | Sphero RVR V1.5 - Oct 22 | <p>RVR+ is Sphero&rsquo;s revolutionary take on the programmable robot and is optimized for the middle and high school classrooms and makerspaces. It&rsquo;s drivable right out of the box, packed with a diverse suite of sensors, and built for customization. RVR+ is a mobile platform for beginner to advanced hackers, makers, educators, and learners. Compatible with: Apple, Android, Kindle, Windows and Crome.&nbsp;</p> <p>Tech specifications include:&nbsp;</p> <ul> <li>RVR+ mobile robot</li> <li>Removable cover plate and expansion plate with quick-release button</li> <li>Removable, protective roll cage</li> <li>Removable and rechargeable battery</li> <li>Universal 4-Pin Expansion Port to connect third-party hardware</li> <li>5V 2.1A USB-A onboard connectivity to power your projects</li> <li>Compatible and programmable with the Sphero Edu app</li> <li>Compatible with Sphero Public SDK</li> </ul> | 257.99 | EA | FVRATE20 | 1
Computing & ICT | PP00053629 | Sphero RVR V1.5 - 6 Pack - Oct 22 | <p>The RVR+ Multi-Pack brings Sphero&rsquo;s revolutionary take on the programmable robot to the entire class with 6 RVR+ robots and RVR+ Educator Guide. They&rsquo;re drivable right out of the box, packed with a diverse suite of sensors, and built for customization. RVR+ is expandable and made for novice to advanced programmers in 6th&ndash;12th grades. RVR+ is a mobile platform for beginner to advanced hackers, makers, educators, and learners. Compatible with: Apple, Android, Kindle, Windows and Crome.&nbsp;</p> <p>Other than 6 RVR+ mobile robots, tech specifications include:&nbsp;</p> <ul> <li>Removable cover plate and expansion plate with quick-release button</li> <li>Removable, protective roll cage</li> <li>Removable and rechargeable battery</li> <li>Universal 4-Pin Expansion Port to connect third-party hardware</li> <li>5V 2.1A USB-A onboard connectivity to power your projects</li> <li>Compatible and programmable with the Sphero Edu app</li> <li>Compatible with Sphero Public SDK</li> </ul> | 1594.99 | EA | FVRATE20 | 1
Computing & ICT | PP00053630 | Sphero Mini Single Set | <p>The Sphero Mini packs tons of fun into a tiny, app-enabled robotic ball!&nbsp;</p> <p>Drive, play games, learn to code, and more. Packed with teeny tiny tech, Sphero Mini has a little gyroscope, accelerometer, and LED lights. With almost an hour of play time, Sphero Mini is the next big thing. Colorful, interchangeable shells are available, so you can easily switch one out to suit your mood. Up to 1 hour of play time with a micro USB charging Cable included. Has Bluetooth SMART wireless connection, with a range of up to 10m. The Sphero Mini is equipped with LED lights which look great when travelling at a top speed of 1MPS.</p> <p>Download the Sphero Play app in the App Store and Google Play!</p> | 47.99 | EA | FVRATE20 | 1
Computing & ICT | PP00053631 | Sphero Mini Activity Kit | <p>The Sphero Mini Education Kit has everything you need to get rolling and learning!</p> <p>Including 16 clear Sphero Mini app-enabled robotic balls, bumper covers to protect your bots, mini traffic cones, bowling pins, construction sets, and activity cards that help expand playtime and imagination in STEAM learning.</p> <p>The tiny, wildly popular app-enabled robotic ball now comes with even more to explore! The Sphero Mini Activity Kit has everything little inventors need to get rolling, coding, and playing within minutes. Learn the fundamentals of STEM and coding by following the step-by-step activity cards with 15 challenges and games that offer hours of hands-on learning and play. For the first time ever, Sphero&rsquo;s Mini now combines a 28-piece construction kit with step-by-step Activity Cards to help expand play time and imagination. Discover 15 games and challenges.</p> | 84.95 | EA | FVRATE20 | 1
Computing & ICT | PP00053633 | Sphero Mini Activity EDU 16 Pack | <p>Perfect for educators, combines 16 of our Minis with bumper covers, mini traffic cones, bowling pins, construction sets, and 8 sets of 15 activity cards filled with STEAM-inspired challenges and games. Perfect for hours of hands-on learning and play!</p> <p>Each pack includes 16 clear Sphero Mini app-enabled robotic balls and bumper covers to protect your bots, mini traffic cones, bowling pins, construction sets, and 8 sets of 15 activity cards. Teeny Tiny Tech Packed with teeny tiny tech, Sphero Mini has a little gyroscope, accelerometer, and LED lights. With almost an hour of playtime, your students will have the room to stretch their imagination, all while having fun learning! Step-by-Step Learning Learn the fundamentals of STEAM and coding with mini traffic cones, bowling pins, construction sets, and step-by-step activity cards with STEAM-inspired challenges and games. Program Your Robot The Sphero Edu app empowers anyone to program their Mini. Draw paths, use Scratch blocks, or write your own JavaScript text programs. Use actions, controls, operators, and more to give your bot the orders.</p> | 1319.99 | EA | FVRATE20 | 1
Computing & ICT | PP00053636 | Sphero indi Classroom Pack (8 indis) | <p>Embark on an exciting journey into STEAM learning with the Sphero indi Classroom Pack, designed specifically for educators looking to introduce computational thinking to their pupils! This comprehensive Class Pack includes 8 indi robots, perfect for classroom use, along with 8 sturdy cases for easy charging, transport, and storage.</p> <p>Included is an in-depth, standards-aligned Educator Guide Book and Beginner&rsquo;s Programming Challenge Cards that facilitate engaging lessons. Additionally, the set features durable silicone colour tiles and accessories to ensure that no valuable resource is lost during activities. The indi robot promotes a screenless programming experience thanks to its on-board colour sensor, allowing students to focus on exploration and creativity. Learners can also extend their programming adventures further using the free Sphero Edu Jr app, making this pack a versatile choice for educators.</p> <p><strong>Tech Specifications:</strong></p> <ul> <li>Charge time: 1h 40min - Playtime on full charge: &gt; 1h - Max top speed: ~1.6 m/s</li> <li>Bluetooth version: Bluetooth Low Energy (BLE) - Bluetooth range: 30 ft (10m)</li> </ul> <p><strong>Reasons to Love:</strong></p> <ul> <li>Offers both screen-based and screenless learning experiences, providing a well-rounded approach to education and coding.</li> <li>Features a high Bluetooth range and an impressive battery life, ensuring uninterrupted learning sessions.</li> </ul> <p><strong>What's in the Box?</strong></p> <ul> <li>8 indi robots</li> <li>8 durable student cases for easy transport</li> <li>1 classroom tote</li> <li>1 charging case for convenient storage</li> <li>8 charging cables</li> <li>1 Educator Guide</li> <li>160 durable silicone colour tiles (20 per case)</li> <li>8 sets of 15 Beginner&rsquo;s Programming Challenge Cards</li> <li>2 sets of 30 replacement colour cards with adhesive backing</li> <li>2 decorative sticker sheets for student customisation</li> </ul> | 1444.99 | EA | FVRATE20 | 1
Computing & ICT | PP00053656 | Sphero indi Student Kit | <p>Rev up STEAM learning with the indi Student Kit! Designed to engage 1-3 students at a time or to supplement additional indi learning robots and color tiles for your indi Class Pack.</p> <p>The indi learning robot is designed to introduce early learners to the fundamentals of computational thinking, STEAM, and computer science principles while encouraging open-ended, imaginative play-based learning with real-life scenarios as students build custom mazes and solve puzzles. indi offers an unplugged programming experience with an on-board color sensor or students can kick their skills into high gear with more coding options in the free&nbsp;Sphero Edu Jr app.&nbsp;</p> | 144.95 | EA | FVRATE20 | 1
Lab Equipment | PP00053666 | Millisecond Timer | <p>The Lascells simple timer is a fully functional, easy to use millisecond timer and has a clear, 4 digit LED display. Three sockets provide START and STOP inputs which respond to any change of switch settings i.e. normally closed to open or vice versa making triggering very simple and reliable.</p> <p>A single switch changes the timer from GATE 1 start and stop to GATE 1 start GATE 2 stop. In addition 3.5mm sockets are provided to allow Lascells timer light gates to be connected.</p> <p>The timer has millisecond resolution for times up to 10 seconds and then the display auto-ranges for longer periods up to 9999s with corresponding reduced resolution. Supplied with mains plug-top adaptor and full instructions.</p> <ul> <li>Suitable for use with the Lascells G By Freefall Apparatus, and the Lascells Reaction Timer</li> </ul> | 109.05 | EA | FVRATE20 | 1
Filing & Folders | PP00053678 | C- Mate Report File A4 Blackx25 | <ul> <li>Standard quality A4 polypropylene folders</li> <li>Full length title and indexing strip</li> <li>Clear cover to the front</li> <li>Flexible opaque back</li> <li>Flat bar filing mechanism for punched papers</li> <li>Black</li> <li>Also available in red, blue, grey, yellow, green and purple or an assorted pack of 25 containing 5 each of black, blue, green, red and yellow</li> <li>Pack of 25</li> <li>Image shows punched files - please note the stock sent will not be punched</li> </ul> | 9.09 | PK | FVRATE20 | 1
Lab Equipment | PP00053698 | 3-in-1 Battery Lamp Fuse Tester | <p>Three-in-one solution for checking domestic batteries, lamps and fuses.</p> <ul> <li>Checks the power level of most 1.5V and 9V batteries</li> <li>Checks most lamps and fuses</li> <li>Easy-to-read meter</li> <li>Built-in compartment to store fuses</li> <li>Supplied with a 9V battery</li> </ul> <p>Tests the following batteries:-</p> <ul> <li>1.5V - AAA, HP16, MN2400, R03, AA, HP7, MN1500, UM3, C, HPTL, MN1400, SP11, LR14, UM2, D, HP2, MN1300, SP2, R20, UMI</li> <li>9V - PP3, MN1604, 6F22, 006P</li> </ul> | 16.05 | EA | FVRATE20 | 1
Lab Equipment | PP00053706 | Bulbs - Round M.E.S. 1.5V 0.2A P25 | <p>Screw-in MES (Medium Edison Screw) bulbs that fit standard bulb holders.</p> <ul> <li>Bulb Rating: 1.5V, 0.2A</li> <li>Pack of 25</li> </ul> | 4.85 | PK | FVRATE20 | 1
Lab Equipment | PP00053708 | Bulbs - Round M.E.S. 2.5V 0.2A P25 | <p>Screw-in MES (Medium Edison Screw) bulbs that fit standard bulb holders.</p> <ul> <li>Bulb Rating: 2.5V, 0.2A</li> <li>Pack of 25</li> </ul> | 4.85 | PK | FVRATE20 | 1
Lab Equipment | PP00053709 | Bulbs - Round M.E.S. 3.5V 0.2A P25 | <p>Screw-in MES (Medium Edison Screw) bulbs that fit standard bulb holders.</p> <ul> <li>Bulb Rating: 3.5V, 0.2A</li> <li>Pack of 25</li> </ul> | 4.85 | PK | FVRATE20 | 1
Lab Equipment | PP00053710 | Bulbs - Round M.E.S. 6V 0.06A P25 | <p>Screw-in MES (Medium Edison Screw) bulbs that fit standard bulb holders.</p> <ul> <li>Bulb Rating: 6V, 0.06A</li> <li>Pack of 25</li> </ul> | 4.85 | PK | FVRATE20 | 1
Lab Equipment | PP00053711 | Bulbs - Round M.E.S. 4.5V 0.3A P25 | <p>Screw-in MES (Medium Edison Screw) bulbs that fit standard bulb holders.</p> <ul> <li>Bulb Rating: 4.5V, 0.3A</li> <li>Pack of 25</li> </ul> | 4.85 | PK | FVRATE20 | 1
Lab Equipment | PP00053714 | Bulbs - Round M.E.S. 6.5V 0.3A P25 | <p>Screw-in MES (Medium Edison Screw) bulbs that fit standard bulb holders.</p> <ul> <li>Bulb Rating: 6.5V, 0.3A</li> <li>Pack of 25</li> </ul> | 4.85 | PK | FVRATE20 | 1
Lab Equipment | PP00053715 | Bulbs - Round M.E.S. 12V 0.5A P25 | <p>Screw-in MES (Medium Edison Screw) bulbs that fit standard bulb holders.</p> <ul> <li>Bulb Rating: 12V, 0.5A</li> <li>Pack of 25</li> </ul> | 4.85 | PK | FVRATE20 | 1
Physics | PP00053722 | Digital Multimeter | <p>UT161B is a reliable true RMS digital multimeter with display counts of 6000. It can measure up to 1000V AC/DC.</p> <p>Equipped with audible and visible alarm, this series can provide warning especially when measuring high voltage/current and temperature.</p> <p>UT161 series are CE certified.</p> <p><strong>Specification:</strong></p> <ul> <li>Display Counts: 6000</li> <li>Range: Auto, manual</li> <li>Safety Category: CATIII 1000V and CATIV 600V</li> <li>Voltage Range: 1000V</li> <li>Current Range: 10A</li> <li>Resistor Range: 60 Ohm</li> <li>Capacitor: 60mF</li> <li>Frequency: 10MHz</li> </ul> | 98.95 | EA | FVRATE20 | 1
Environmental Science | PP00053763 | Collecting Tray White 350x250x20mm P5 | <p>Sturdy, shallow polypropylene tray that can be used in the classroom for display purposes or outside for sorting and storing field samples etc.</p> <ul> <li>Dimensions: (L)350mm x (W)250mm x (D)20mm</li> <li>Pack of 5</li> </ul> | 14.95 | PK | FVRATE20 | 1
Environmental Science | PP00053764 | Plastic Jar 250ml - Pack of 9 | <p>Clear plastic storage container with plastic lid.</p> <p>Has a wide range of uses and applications in the school science laboratory throughout the key stages including as a general storage vessel for non-hazardous items, or as a collection vessel used during environmental studies e.g. the sampling of pond water for testing, or the collection of leaves/rocks etc. for examination (please note the container is not vented so is unsuitable for transporting living organisms).</p> <ul> <li>Volume: 250ml</li> <li>Pack Size: Pack of 9</li> </ul> | 22.35 | PK | FVRATE20 | 1
Environmental Science | PP00053765 | Collecting Tray Clear 325x265x65mm P5 | <p>Sturdy, shallow polypropylene tray that can be used in the classroom for display purposes or outside for sorting and storing field samples etc.</p> <ul> <li>Dimensions: (L)325mm x (W)265mm x (D)65mm</li> <li>Pack of 5</li> </ul> | 30.49 | PK | FVRATE20 | 1
Chemistry | PP00053774 | Ice Melting Plates | <p>This elegantly simple kit challenges student's preconceived notions on concepts of heat and thermodynamics. The melting plates display quizzical properties when an ice cube melts on each plate. The aluminum plate that is cold to the touch melts the ice faster than the plastic foam plate, even though both have equivalent temperatures. A great demonstration for conductivity and heat transfer.</p> <ul> <li>Kit includes 2 plates: aluminum, plastic foam, each plate is 9 X 9 X 1 cm</li> <li>The aluminum plate that is cold to the touch melts the ice faster than the plastic foam plate, even though both have equivalent temperatures</li> <li>A great demonstration for conductivity and heat transfer</li> <li>Instruction manual provided</li> </ul> | 16.35 | EA | FVRATE20 | 1
Drawing & Colouring | PP00053786 | FE Colouring Pencils Pack 12 | <p><strong>WHEN IT'S GONE, IT'S GONE!</strong></p> <p>Our Findel Everyday Colouring Pencils offer the best value for your school without compromising on quality. The pencils provide superb colouring with quick coverage making them perfect for everyday classroom use.&nbsp;</p> <ul> <li>Each pack of 12 contains one each of Red, Blue, Sky blue, Yellow, Green, Yellow Green, Orange, Pink, Purple, Black, Brown, Flesh.</li> </ul> | 0.89 | PK | FVRATE20 | 1
Drawing & Colouring | PP00053787 | FE Colouring Pencils Pack 144 | <p><strong>WHEN IT'S GONE, IT'S GONE!</strong></p> <p>Our Findel Everyday Colouring Pencils offer the best value for your school without compromising on quality. The pencils provide superb colouring with quick coverage making them perfect for everyday classroom use.&nbsp;</p> <ul> <li>Supplied as 12 packs of 12 pencils.</li> <li>Each pack of 12 contains one each of Red, Blue, Sky blue, Yellow, Green, Yellow Green, Orange, Pink, Purple, Black, Brown, Flesh.</li> </ul> | 8.99 | PK | FVRATE20 | 1
Glues & Adhesives | PP00053789 | Findel Everyday 40g Glue Sticks Pack 12 | <p><strong>WHEN IT'S GONE, IT'S GONE!</strong></p> <p>Our Findel Everyday Glue Sticks offer the best value for your school without compromising on quality. The glue sticks are ideal for various applications including paper, cardboard and endless craft materials making them perfect for school and office use.</p> | 5.99 | PK | FVRATE20 | 1
Glues & Adhesives | PP00053790 | Findel Everyday 40g Glue Sticks Pack 100 | <p>Our Findel Everyday Glue Sticks offer the best value for your school without compromising on quality. The glue sticks are ideal for various applications including paper, cardboard and endless craft materials making them perfect for school and office use.</p> | 38.99 | PK | FVRATE20 | 1
Pencils | PP00053792 | Findel Everyday HB Pencils - Pack 12 | <p><strong>WHEN IT'S GONE, IT'S GONE!</strong></p> <p>Our Findel Everyday Pencils offer the best value for your school without compromising on quality. They can be used for handwriting, drawing, sketching and for general classroom or office use and come in various pack sizes to suit your requirements.</p> | 0.99 | PK | FVRATE20 | 1
Pencils | PP00053794 | Findel Everyday HB Pencils - Pack 150 | <p>Our Findel Everyday Pencils offer the best value for your school without compromising on quality. They can be used for handwriting, drawing, sketching and for general classroom or office use and come in various pack sizes to suit your requirements.</p> | 6.59 | PK | FVRATE20 | 1
Appliances | PP00053865 | Autoclave bags - Pack of 200 | <p>Autoclave Bags - ideal for the safe disposal of all biological waste in autoclaves or incinerators.</p> <p>The bags are manufactured from strong polypropylene and are printed with blue hazard warnings labels specifically designed for contaminated waste disposal.&nbsp; They have a uniform wall thickness and seamless bottom, designed to ensure high pressure bearing.</p> <ul> <li>Suitable for use up to 135&deg;C</li> <li>Dimensions: (W)415mm x (L)600mm</li> </ul> | 49.09 | PK | FVRATE20 | 1
Site Maintenance | PP00053957 | Duracell Procell Intense D Batteries P10 | <p>Procell Alkaline Intense Power D industrial batteries are specifically designed to last longer (vs. prior Procell Alkaline D batteries) in high drain professional devices, that require a high amount of power or peaks of power, such as a paper towel dispenser.</p> <ul> <li>Use up to 20% fewer batteries in high drain devices.</li> <li>1.5V</li> <li>Pack of 10</li> <li>Also available in AA, AAA, C and 9V sizes.</li> </ul> <p>Scroll through to the secondary image for a full breakdown on low drain/high drain devices and which battery is the most effective.</p> | 17.99 | PK | FVRATE20 | 1
Site Maintenance | PP00053958 | Duracell Procell Intense C Batteries P10 | <p>Procell Alkaline Intense Power C industrial batteries are specifically designed to last longer (vs. prior Procell Alkaline C batteries) in high drain professional devices that require a high amount of power or peaks of power, such as a soap dispenser.</p> <ul> <li>Use up to 20% fewer batteries in high drain devices.</li> <li>1.5V.</li> <li>Pack of 10.</li> <li>Also available in AA, AAA, D and 9V sizes.</li> </ul> <p>Scroll through to the secondary image for a full breakdown on low drain/high drain devices and which battery is the most effective.</p> | 14.49 | PK | FVRATE20 | 1
Site Maintenance | PP00053960 | Duracell Procell Intense AAA Batt P10 | <p>Procell Alkaline Intense Power AAA industrial batteries are specifically designed to last longer (vs. prior Procell Alkaline AAA batteries) in high drain professional devices that require a high amount of power or peaks of power, such as blood pressure monitors, soap dispensers or flashlights.</p> <ul> <li>Use up to 20% fewer batteries in high drain devices.</li> <li>1.5V</li> <li>Pack of 10</li> <li>Also available in AA, C, D and 9V sizes.</li> </ul> <p>Scroll through to the secondary image for a full breakdown on low drain/high drain devices and which battery is the most effective.</p> | 5.99 | PK | FVRATE20 | 1
Site Maintenance | PP00053961 | Duracell Procell Intense 9V Batteries - | <p>Procell Alkaline Intense Power 9V industrial batteries are recommended for use in high drain professional devices.</p> <ul> <li>Use up to 20% fewer batteries in high drain devices.</li> <li>9V</li> <li>Pack of 10</li> <li>Also available in AA, AAA, C and D sizes.</li> </ul> <p>Scroll through to the secondary image for a full breakdown on low drain/high drain devices and which battery is the most effective.</p> | 17.99 | PK | FVRATE20 | 1
Catering | PP00053990 | 8oz Kraft Ripple Rub Cups - Packs of 500 | <p>Perfect for coffee, tea and soups on the go.</p> <ul> <li>Insulated cup designed to maintain the temperature of hot drinks for longer periods of time</li> <li>Triple layer for added heat protection</li> <li>Rippled for added grip and increased heat retention</li> <li>Disposable</li> <li>Lead Time: 2-3 Days.</li> <li>Regrettably, this product can not be shipped to Ireland</li> </ul> <p>This item is non-returnable due to the nature of the product.</p> | 66.99 | PK | FVRATE20 | 1
Catering | PP00053992 | 8oz Domed Sip Through Lid White - P1000 | <p>Fits on all 8 oz Kraft Cups.</p> <ul> <li>Made from high quality and durable plastic</li> <li>Keeps drinks hotter for longer by adding extra insulation to drinks</li> <li>Reduces the risk of spillage</li> <li>Disposable</li> <li>Usual expected lead time: 2-3 days.</li> <li>Regrettably, this product can not be shipped to Ireland</li> </ul> <p>This item is non-returnable due to the nature of the product.</p> | 42.79 | PK | FVRATE20 | 1
Biology | PP00054047 | Antibiotic Mast Ring Gram Negative P100 | <p>A systemic gram negative ring device suited towards <strong><em>Gram Negative organisms&nbsp;</em></strong>carrying 8 antibiotic impregnated tips allowing the simultaneous application of the equivalent individual anti-microbal susceptibility test discs.</p> <p>A paper ring 65mm in diameter, with eight projecting arms. Each arm is impregnated with a different antibiotic identified using a letter from the key.</p> <ul> <li>Pack Size - Pack of 100 Mast Rings</li> </ul> <p>Antibiotics include:</p> <ul> <li>Ampicillin 10&micro;g</li> <li>Cephalothin 5&micro;g</li> <li>Colistin Sulphate 25&micro;g</li> <li>Gentamicin 10&micro;g</li> <li>Streptomycin 10&micro;g</li> <li>Sulphatriad 200&micro;g</li> <li>Tetracycline 25&micro;g</li> <li>Cortrimoxazole 25&micro;g&nbsp;</li> </ul> | 136.05 | PK | FVRATE20 | 1
Lab Equipment | PP00054088 | 9 Magnetic Torpedo Level | <ul> <li>Torpedo level with magnetic slide</li> <li>Ideal for the tool box</li> <li>Measures vertical, horizontal and 45&deg; vials</li> <li>Duratool products are rated 4.1 out of 5 stars</li> </ul> | 5.05 | EA | FVRATE20 | 1
Site Maintenance | PP00054098 | Duracell Procell Intense AA Batt P10 | <p>Procell Alkaline Intense Power AA industrial batteries are specifically designed to last longer (vs. prior Procell Alkaline AA batteries) in high drain professional devices that require a high amount of power or peaks of power, such as electronic door locks, soap dispensers or security cameras.</p> <ul> <li>Use up to 20% fewer batteries in high drain devices.</li> <li>1.5V</li> <li>Pack of 10</li> <li>Also available in AAA, C, D and 9V sizes.</li> </ul> <p>Scroll through to the secondary image for a full breakdown on low drain/high drain devices and which battery is the most effective.</p> | 5.99 | PK | FVRATE20 | 1
Lab Equipment | PP00054155 | Enamelled Copper Wire Swg 20 125g | <p>Enamelled Copper Wire suitable for winding coils, transformers etc,</p> <ul> <li>0.90mm Diameter&nbsp;</li> <li>20 SWG</li> <li>Supplied on 125g Reel (25M approx.)</li> </ul> <p>WARNING : During the soldering process the polyurethane coating can produce small quantities of Toluene di-isocyanate (T.D.I).</p> | 6.09 | EA | FVRATE20 | 1
Lab Equipment | PP00054158 | Enamelled Copper Wire Swg 24 125g | <p>Enamelled Copper Wire suitable for winding coils, transformers etc.</p> <ul> <li>0.56mm Diameter</li> <li>24 SWG</li> <li>Supplied on 125g Reel, (230M approx.)</li> </ul> <p>WARNING : During the soldering process the polyurethane coating can produce small quantities of Toluene di-isocyanate (T.D.I).</p> | 6.09 | EA | FVRATE20 | 1
Lab Equipment | PP00054159 | Enamelled Copper Wire Swg 32 125g | <p>Enamelled Copper Wire suitable for winding coils, transformers etc.</p> <ul> <li>0.28mm Diameter</li> <li>32 SWG</li> <li>Supplied on 125g Reel, (910M approx.)</li> </ul> <p>WARNING : During the soldering process the polyurethane coating can produce small quantities of Toluene di-isocyanate (T.D.I).</p> | 6.09 | EA | FVRATE20 | 1
Lab Equipment | PP00054160 | Constantan Wire 125g 20 Swg | <p>Constantan is a copper-nickel alloy also known as Eureka, Advance, and Ferry. It consists of 55% copper and 45% nickel. Its main feature is its resistivity, which is constant over a wide range of temperatures.</p> <ul> <li>Supplied on 125g Reel</li> <li>Approximate Length: 23m</li> <li>Diameter: 0.90mm</li> <li>Resistance: 0.75&Omega; per metre</li> <li>20 SWG</li> </ul> | 13.69 | EA | FVRATE20 | 1
Lab Equipment | PP00054161 | Constantan Wire 125g 28 Swg | <p>Constantan is a copper-nickel alloy also known as Eureka, Advance, and Ferry. It consists of 55% copper and 45% nickel. Its main feature is its resistivity, which is constant over a wide range of temperatures.</p> <ul> <li>Supplied on 125g Reel,</li> <li>Approximate Length: 136m</li> <li>Diameter: 0.375mm</li> <li>Resistance: 4.41&Omega; per metre</li> <li>28 SWG</li> </ul> | 13.69 | EA | FVRATE20 | 1
Lab Equipment | PP00054162 | Constantan Wire 125g 36 Swg | <p>Constantan is a copper-nickel alloy also known as Eureka, Advance, and Ferry. It consists of 55% copper and 45% nickel. Its main feature is its resistivity, which is constant over a wide range of temperatures.</p> <ul> <li>Supplied on 125g Reel,</li> <li>Approximate Length: 136m</li> <li>Diameter: 0.20mm</li> <li>Resistance: 16.81&Omega; per metre</li> <li>36 SWG</li> </ul> | 13.69 | EA | FVRATE20 | 1
Lab Equipment | PP00054163 | Bare Copper Wire 1.60mm 16swg 125gm Reel | <p>A 125g reel of bare copper wire</p> <ul> <li>1.60mm diameter</li> <li>16 SWG</li> <li>125gm reel</li> </ul> | 5.95 | EA | FVRATE20 | 1
Lab Equipment | PP00054164 | Bare Copper Wire 0.90mm 20swg 125gm Reel | <p>A 125g reel of bare copper wire</p> <ul> <li>0.90mm Diameter</li> <li>20 SWG</li> <li>125gm Reel</li> </ul> | 6.09 | EA | FVRATE20 | 1
Lab Equipment | PP00054165 | Bare Copper Wire 0.38mm 28swg 125gm Reel | <p>A 125gm reel of bare copper wire</p> <ul> <li>0.38mm Diameter</li> <li>28 SWG</li> <li>125gm reel</li> </ul> | 6.09 | EA | FVRATE20 | 1
Physics | PP00054166 | Pressure Regulator | <p>Pressure Regulator valve which allows the connection of Hydrogen powered devices to the Hydrostik PRO.</p> <p>Additional silicon tubing is also required (available to purchase separately).</p> <ul> <li>Weight: 27.6g</li> <li>Screw type: M6</li> <li>Size: &Phi;22 x 38mm</li> <li>Output pressure: 0.4 - 0.55 Bar</li> <li>Hydrogen flow rate: 0-8L/min</li> <li>Materials: plastic/copper/aluminum</li> <li>Sealing material: Propionitrile rubber</li> </ul> | 136.25 | EA | FVRATE20 | 1
Physics | PP00054167 | 24 of 18 Silicon Tubing | <p>Silicon Tubing to allow connection between the Hydrostik PRO, the Pressure Regulator and Hydrogen Powered Devices</p> <ul> <li>Dimensions: (L)610mm x (D)3mm&nbsp; (24" of 1/8")</li> </ul> <p>Associated Products:</p> <ul> <li>Pressure Regulator for Hydrostik PRO - PP00054166</li> <li>Hydrostik PRO - B8R06177&nbsp;</li> <li>Hydrofill - B8R06178</li> </ul> | 11.55 | EA | FVRATE20 | 1
Physics | PP00054183 | Foundation Physics - Universal Stand | <p>The Universal Stand is the central piece of our Foundation Physics range and has been designed to accommodate a range of accessories which facilitate the teaching of many Physics topics.&nbsp; It consists of a solid wooden base with a uniquely stable shape and has levelling feet and a spirit level, which provides improved accuracy for each experiment of the Foundation Physics range. The stand has a number of holes through which to attach the Foundation Physics accessories (available separately).</p> <p>The Universal Stand comes with:&nbsp;</p> <ul> <li>Instructions</li> <li>Heavy-duty metal pole (with 19 evenly spaced holes)</li> <li>Turning Rod</li> <li>Bolt</li> <li>Washer</li> <li>Bull's eye level with adjustable rubber levelling feet</li> </ul> | 69.35 | EA | FVRATE20 | 1
Physics | PP00054184 | Foundation Physics - Pendulum | <p>Foundation Physics - Pendulum</p> <p><em><strong>Please Note: The Foundation Physics Universal Stand is not included and will need to be purchased separately&nbsp;using code PP00054183.</strong></em></p> <ul> <li>The Foundation Physics range centres around the Universal Stand and includes accessories which allow a wide range of experiments to be conducted. Each add-on includes a comprehensive instructional guide with student tasks which are linked to the curriculum. The Universal Stand is required for each add-on.</li> </ul> <p>The Foundation Physics Pendulum, when used with the Foundation Physics Universal Stand (available separately), enables users to adjust the string length and the mass of a pendulum. A large protractor makes angle measurements easy to read, and a photogate system could be attached at the bottom of the swing arc to record the period.&nbsp;</p> <p>The Pendulum includes:</p> <ul> <li>Protractor backboard</li> <li>String, pendulum</li> <li>Mounting screw</li> <li>Instructions.</li> <li>Teacher's Guide</li> <li>Students Guide</li> </ul> <p><em><strong>Additional apparatus required:</strong></em></p> <ul> <li>Foundation Physics Universal Stand</li> <li>Balance</li> <li>Photogate System</li> <li>Meter Ruler&nbsp;</li> </ul> | 27.99 | EA | FVRATE20 | 1
Physics | PP00054185 | F P Kinetic and Potential Energy Ramp | <p>Foundation Physics - Kinetic and Potential Energy Ramp</p> <p><em><strong>Please Note: The Foundation Physics Universal Stand is not included with the Kinetic and Potential Energy Ramp and will need to be purchased separately using code PP00054183.</strong></em></p> <ul> <li>The Foundation Physics range centres around the Universal Stand and includes accessories which allow a wide range of experiments to be conducted. Each add-on includes a comprehensive instructional guide with student tasks which are linked to the curriculum. The Universal Stand is required for each add-on.</li> </ul> <p>When used with the Foundation Physics Universal Stand, this Kinetic and Potential Energy Ramp can be used to investigate conservation of energy in relation to a marble rolling up or down a track.&nbsp; A photogate system (not included) could be used to measure the time, velocity and speed of the marble.</p> <p>The Kinetic and Potential Energy Ramp includes:</p> <ul> <li>1 x Energy Ramp</li> <li>1 x Mounting Bolt</li> <li>1 x Steel Ball (19.11mm)</li> <li>1 x Plastic Ball (19.11mm)</li> <li>Instructions</li> <li>Teachers Guide</li> <li>Student Guide</li> </ul> <p><em><strong>Additional apparatus required:</strong></em></p> <ul> <li>Foundation Physics Universal Stand</li> <li>Metre Ruler</li> <li>Photogate System</li> <li>Meter Ruler</li> </ul> | 75.59 | EA | FVRATE20 | 1
Physics | PP00054186 | Foundation Physics - g by FreeFall | <p>Foundation Physics - 'g' by Free Fall Apparatus&nbsp;</p> <p><em><strong>Please Note: The Foundation Physics Universal Stand is also required but is not included and will need to be purchased separately using code PP00054183.</strong></em></p> <ul> <li>The Foundation Physics range centres around the Universal Stand and includes accessories which allow a wide range of experiments to be conducted. Each add-on includes a comprehensive instructional guide with student tasks which are linked to the curriculum.&nbsp; The Universal Stand is required for each add-on.</li> </ul> <p>With the Foundation Physics 'g' by Free Fall Apparatus, students can observe and measure the acceleration of a falling object. The unique drop and catch design, when used with the Foundation Physics Universal Stand allows an object to fall directly through a pair of photogates (not supplied). The exact value for gravity can then be calculated for your local geographic area.</p> <p>The two included marbles have different masses, so the experiment can be repeated multiple times to illustrate the universal effect of gravity.<em></em></p> <p>The 'g' by Free Fall Apparatus includes:</p> <ul> <li>1 x Release Mechanism</li> <li>1 x Catch Mechanism</li> <li>2 x Mounting Bolts</li> <li>1 x Plastic Marble</li> <li>1 x Steel Marble</li> <li>Plumb Bob</li> <li>Instructions</li> <li>Teacher Guide</li> <li>Student Activity Sheets</li> </ul> <p><em><strong>Additional apparatus required:</strong></em></p> <ul> <li><em></em>Foundation Physics Universal Stand</li> <li>Balance</li> <li>Photogate System</li> </ul> | 33.99 | EA | FVRATE20 | 1
Physics | PP00054187 | Foundation Physics - Inclined Plane | <p>Foundation Physics - Inclined Plane</p> <p><em><strong>Please Note: The Foundation Physics Universal Stand is not included with the Inclined Plane and will need to be purchased separately using code PP00054183.</strong></em></p> <ul> <li>The Foundation Physics range centres around the Universal Stand and includes accessories which allow a wide range of experiments to be conducted. Each add-on includes a comprehensive instructional guide with student tasks which are linked to the curriculum. The Universal Stand is required for each add-on.</li> </ul> <p>When used with the Foundation Physics Universal Stand, the Foundation Physics Inclined Plane students can perform accurate experiments on acceleration, Newton&rsquo;s laws, and friction. The cart that is included is designed to for riding down the bearing of the ramp so it will ever fall off the track. There are numbered increments along the side allow students to take measurements during experiments or with the photogate system (not included), which clamps easily to the side for greater accuracy.</p> <p>Using the pre-mounted pulley on the plane&rsquo;s end with a mass and string, students can create a modified Atwood machine. The attached protractor also allows for easy angle measurements.</p> <p>Includes:</p> <ul> <li>Inclined plane</li> <li>1 x Mounting screw</li> <li>1 x Car with bolt</li> <li>1 x Mass Set</li> <li>1 x Protractor</li> <li>Instructions</li> <li>Teachers Guide</li> <li>Students Guide</li> </ul> <p><em><strong>Additional apparatus required</strong></em>:</p> <ul> <li>Foundation Physics Universal Stand</li> <li>Balance</li> <li>Photogate System</li> <li>Mass Hanger and Slotted Masses</li> </ul> | 134.69 | EA | FVRATE20 | 1
Physics | PP00054188 | Foundation Physics - Collision Carts | <p>Foundation Physics - Collision Carts</p> <p><em><strong>Please Note: The Foundation Physics Universal Stand and the Inclined Plane are not included with the Collision Carts and will need to be purchased separately using codes PP00054183 and PP00054187.</strong></em></p> <ul> <li>The Foundation Physics range centres around the Universal Stand and includes accessories which allow a wide range of experiments to be conducted. Each add-on includes a comprehensive instructional guide with student tasks which are linked to the curriculum.</li> </ul> <p>The Foundation Physics Collisions Carts allow students to investigate collisions, momentum and conservation of energy when combined with the Foundation Physics Universal Stand and Inclined Plane (both available to purchase separately).&nbsp;&nbsp;</p> <p>The carts have metal bumpers and Velcro ends which allow the demonstration of elastic and inelastic collisions.</p> <p>A Photogate set-up could be used to quantitatively measure and calculate velocity.</p> <p>The Collision Carts include:</p> <ul> <li>2 x Collision Carts</li> <li>Instructions</li> <li>Teacher's Guide</li> <li>Students Guide</li> </ul> <p><em><strong>Additional apparatus required:</strong></em></p> <ul> <li>Foundation Physics Universal Stand</li> <li>Foundation Physics Inclined Plane</li> <li>Photogate System</li> <li>Masses</li> </ul> | 79.79 | EA | FVRATE20 | 1
Physics | PP00054189 | Foundation Physics -Constant Motion Cart | <p>The Foundation Physics Constant Motion Cart enables the investigation of the concept of constant velocity and acceleration.&nbsp; When in motion, the Constant Motion Cart acts like a Ticker Timer.</p> <p>As the car rolls over a strip of tape (not included), it pushes a marker down in regularly timed intervals, which creates a pattern of dots that vary based on the speed of the car. If the car is freely rolling down an incline, the dots will gradually have a larger distance between them, illustrating the idea of acceleration.</p> <p>If you switch the motor to one of the four present speeds, students are given a stunning demonstration of constant velocity because no matter what constant speed the dots were traveling at, they are always equally spaced. You can also switch the car's wheels to roll freely.</p> <p>The Constant Motion Car includes:</p> <ul> <li>1 x Constant Motion Car</li> <li>1 x Allen Key</li> <li>Instructions</li> <li>Teacher's Guide</li> <li>Students Guide</li> </ul> <p><em><strong>Additional apparatus required:</strong></em></p> <ul> <li>Rolls of adding machine paper</li> <li>Pencil or Marker</li> <li>Stopwatch</li> <li>Meter Ruler</li> </ul> | 44.59 | EA | FVRATE20 | 1
Physics | PP00054190 | Foundation Physics - Optics Bench | <p>Foundation Physics - Optics Bench</p> <p><em><strong>Please Note: The Foundation Physics Universal Stand and a 12V Power Supply are not included with the Optics Bench and will need to be purchased separately using codes PP00054183 and PP00057620.</strong></em></p> <ul> <li>The Foundation Physics range centres around the Universal Stand and includes accessories which allow a wide range of experiments to be conducted. Each add-on includes a comprehensive instructional guide with student tasks which are linked to the curriculum. The Universal Stand is required for each add-on.</li> </ul> <p>When combined with the Foundation Physics Universal Stand, this Optics Bench can offer your students a hands-on experience with geometric optics, demonstrating polarization, colour mixing, and more. The unique design of this device uses supports that attach to the Foundation Physics Universal Stand as a horizontal bar and creates a student-friendly optical bench for many experiments. Includes four colour filters; two polarizing lenses; support brackets; light source; support stand; and two each of concave, convex lenses, and mirrors; all securely organized in a sturdy storage container.</p> <p>This Optics Bench includes:</p> <ul> <li>1 x Optics Bench</li> <li>3 x Light Source</li> <li>2 x Concave and Convex Mirrors</li> <li>2 x Concave and Convex Lenses</li> <li>1 x Projection Screen</li> <li>2 x Polarising Filters</li> <li>5 x Sliding Support Mounts</li> <li>4 x Colour Filters</li> <li>1 x Object Plate with #1</li> <li>1 x Single and Triple Slit Plate</li> <li>1 x Double Slit Holder</li> <li>2 x Lens/Mirror Holders</li> <li>Instructions</li> <li>Teachers Guide</li> <li>Students Guide</li> </ul> <p><em><strong>Additional apparatus required:</strong></em></p> <ul> <li>Foundation Physics Universal Stand - PP00054183</li> <li>12V Power Supply - PP00057620</li> <li>Connecting Leads (4mm stackable plug leads)</li> <li>Laser Pointer - PP050695AB</li> <li>Objects of various different colours&nbsp;</li> </ul> | 103.55 | EA | FVRATE20 | 1
Physics | PP00054191 | Foundation Physics - Loop Track | <p>Foundation Physics - Loop Track</p> <p><em><strong>Please Note: The Foundation Physics Universal Stand is not included with the Loop Track and will need to be purchased separately using code PP00054183</strong></em></p> <ul> <li>The Foundation Physics range centres around the Universal Stand and includes accessories which allow a wide range of experiments to be conducted. Each add-on includes a comprehensive instructional guide with student tasks which are linked to the curriculum. The Universal Stand is required for each add-on.</li> </ul> <p>When used with the Foundation Physics Universal Stand, this Loop Track enables students to investigate how a roller coaster car can stay on the track when it travels in a large, circular loop.</p> <p>This uses a straight, 80 cm long portion of the track with a marble to investigate acceleration. The circular portion lets students experimentally determine the minimum velocity the marble needs to make one full trip around the loop.</p> <p>A photogate system (not supplied) can be incorporated to take speed and acceleration measurements.</p> <p>The Loop Track includes:</p> <ul> <li>1 x Loop Track with mounting bolt</li> <li>Plastic Marbles (19mm diameter)</li> <li>Steel Marbles (19mm diameter)</li> <li>Instructions</li> <li>Teachers Guide</li> <li>Students Guide</li> </ul> <p><em><strong>Additional apparatus required:</strong></em></p> <ul> <li>Foundation Physics Universal Stand</li> <li>Photogate System (optional)</li> <li>Stopwatch</li> <li>Metre Ruler</li> </ul> | 67.29 | EA | FVRATE20 | 1
Physics | PP00054192 | Foundation Physics - Hookes Law | <p>Foundation Physics - Hooke's Law Apparatus</p> <p><em><strong>Please Note: The Foundation Physics Universal Stand is not included with the Hooke's Law Apparatus and will need to be purchased separately using code PP00054183.</strong></em></p> <ul> <li>The Foundation Physics range centres around the Universal Stand and includes accessories which allow a wide range of experiments to be conducted. Each add-on includes a comprehensive instructional guide with student tasks which are linked to the curriculum. The Universal Stand is required for each add-on.</li> </ul> <p>The Foundation Physics Hooke's Law Apparatus is a versatile way for students to investigate Hooke's Law. When combined with the Foundation Physics Universal Stand (available to purchase separately), using various springs, students can investigate extension, tension, oscillation, springs in series, springs in parallel and also calculating the mass of an object using the period of a spring.</p> <p>The Foundation Physics Hooke's Law includes:</p> <ul> <li>3 x short springs (15cm)</li> <li>3 x long springs (30cm) - marked Magenta</li> <li>1 x long spring (30cm) - marked Green</li> <li>1 x long spring (30cm) - marked Blue</li> <li>1 x Triangle Connector</li> <li>1 x Clear Plastic Reading Bar</li> <li>1 x Mass Hanger</li> <li>Instructions</li> <li>Teacher Guide</li> <li>Student Guide</li> </ul> <p><em><strong>Additional apparatus required:</strong></em></p> <ul> <li>Foundation Physics Universal Stand</li> <li>Metre Ruler</li> <li>Newton Meter / Spring Balance</li> <li>Slotted Masses on Hanger</li> </ul> | 15.49 | EA | FVRATE20 | 1
Physics | PP00054193 | Foundation Physics - Stopped Pendulum | <p>Foundation Physics - Stopped Pendulum</p> <p><em><strong>Please Note: The Foundation Physics Universal Stand and Pendulum board are not included and will need to be purchased separately using the codes PP00054183 and PP00054184.</strong></em></p> <ul> <li>The Foundation Physics range centres around the Universal Stand and includes accessories which allow a wide range of experiments to be conducted. Each add-on includes a comprehensive instructional guide with student tasks which are linked to the curriculum. The Universal Stand is required for each add-on.</li> </ul> <p>The Foundation Physics Stopped Pendulum allows the period and conservation of energy to be investigated further. This is a great accompaniment to the Foundation Physics Pendulum and Foundation Physics Universal Stand.</p> <p>The stopped pendulum changes the length of the pendulum mid swing and although the length of the period changes during its motion, the maximum height reached constantly stays the same.</p> <p>The Stopped Pendulum includes:</p> <ul> <li>Pendulum stop bar</li> <li>Mounting bolt</li> <li>Instructions</li> <li>Teachers Guide</li> <li>Students Guide</li> </ul> <p><em><strong>Additional apparatus required:</strong></em></p> <ul> <li><em></em>Foundation Physics Universal Stand</li> <li>Foundation Physics Pendulum</li> <li>Stopwatch</li> <li>Meter Ruler</li> </ul> <p><em></em></p> | 23.85 | EA | FVRATE20 | 1
Physics | PP00054194 | Foundation Physic Electric Tuning Fork | <p>Foundation Physics - Electric Tuning Fork</p> <p><em><strong>Please Note: The Foundation Physics Universal Stand and Power Supply are not included with the Electric Tuning Fork and will need to be purchased separately using codes PP00054183 and PP00057620.</strong></em></p> <ul> <li>The Foundation Physics range centres around the Universal Stand and includes accessories which allow a wide range of experiments to be conducted. Each add-on includes a comprehensive instructional guide with student tasks which are linked to the curriculum. The Universal Stand is required for each add-on.</li> </ul> <p>The Foundation Physics Electric Tuning Fork Apparatus allows students to easily study standing waves and some of their properties when combined with the Foundation Physics Universal Stand (available to purchase separately).</p> <p>The Electric Tuning Fork requires a 12V AC Power Supply in order to operate (not included - PP00057620).</p> <p>The Electric Tuning Fork includes:</p> <ul> <li>1 x Electric Tuning Fork</li> <li>3 x Mounting Bolts</li> <li>2 x Holding Clips</li> <li>1 x Spring</li> <li>Instructions</li> <li>Teacher's Guide</li> <li>Student Guide</li> </ul> <p><em><strong>Additional apparatus required:</strong></em></p> <ul> <li>Foundation Physics Universal Stand - PP00054183</li> <li>Power Supply 12V AC - PP00057620</li> <li>Connecting leads (4mm stackable plug leads)</li> <li>Meter Ruler</li> <li>String</li> <li>Hanging Masses (e.g. 50g, 100g, 200g)</li> </ul> | 24.85 | EA | FVRATE20 | 1
Physics | PP00054196 | Foundation Physics - Resonance Tube | <p>Foundation Physics - Resonance Tube</p> <p><em><strong>Please Note: The Foundation Physics Universal Stand is not included with the Resonance Tube and will need to be purchased separately&nbsp;using code PP00054183.</strong></em></p> <ul> <li>The Foundation Physics range centres around the Universal Stand and includes accessories which allow a wide range of experiments to be conducted. Each add-on includes a comprehensive instructional guide with student tasks which are linked to the curriculum. The Universal Stand is required for each add-on.</li> </ul> <p>The Foundation Physics Resonance Tube is uniquely constructed to act as a resonance tube when used with the Foundation Physics Universal Stand.&nbsp; This simple device consists of an 80cm acrylic tube with a mounted metric scale on its side. Place a container of play dough beneath the tube to demonstrate the conservation of energy. When a mass is dropped from the top of the tube it drives a nail into a container of play dough at the bottom. Dropping the mass from different heights pushes the nail in varying depths.&nbsp;</p> <p>Since the velocity at the top of the tube is zero, students can then use the idea of conservation of energy to determine the kinetic energy at the bottom of the tube and the amount of work done on the nail. When the nail holder and play dough are removed from the apparatus, it can be used as a resonance tube. Striking a tuning fork near the bottom of the tube and slowly lifting on the masses inside the tube will yield positions where the tone is louder. Students can use this to investigate the wavelength of different tuning forks and to approximate the speed of sound.</p> <p>A photogate system (not included) could be added to the system to take speed of sound measurements.</p> <p>The Resonance Tube Kit includes:&nbsp;</p> <ul> <li>Two different sized dropping masses</li> <li>80 cm long tube</li> <li>Mounting hardware</li> <li>Nail holder</li> <li>Two nails of different sizes</li> <li>Three tuning forks</li> <li>A tub of play dough</li> <li>Instructions</li> <li>Teachers Guide</li> <li>Students Guide</li> </ul> <p><em><strong>Additional apparatus required:</strong></em></p> <ul> <li>Foundation Physics Universal Stand</li> <li>Photogate System</li> </ul> | 58.99 | EA | FVRATE20 | 1
Primary Science | PP00054266 | Fingertip Pulse Oximeter | <p>This incredibly easy to use Fingertip Pulse Oximeter is a high-quality monitor that checks your blood oxygen saturation and pulse rate. With a large clear two-colour LED display that is easy to read and a simple one button function, the Fingertip Pulse Oximeter gives reliable warnings if your oxygen levels or pulse rate fall to unsafe levels. This small, light Oximeter has 4 way adjustability, automatically powers off after 8 seconds to save battery life, it also comes with lanyard. Used by health professionals and paramedics around the world, it is ideal for monitoring pulse rate and SPO2 in a multitude of tests within School Science and Physical Education studies.</p> <ul> <li>Highly accurate, measures both SPO2 and Pulse rate. measurement parameter between 70% &ndash; 99% Oxygen.&nbsp;</li> <li>Powered by 2x AAA batteries (not included).&nbsp;</li> </ul> | 17.99 | EA | FVRATE20 | 1
Lab Equipment | PP00054267 | Rubber Tubing 3mm Bore 0.75mm - 1 Meter | <p>Natural red rubber tubing made to BS 2775.</p> <ul> <li>Bore: 3mm</li> <li>Wall size: 0.75mm</li> <li>Length: 1m</li> </ul> | 1.69 | EA | FVRATE20 | 1
Lab Equipment | PP00054268 | Rubber Tubing 5mm Bore 1.5mm Wall 1Meter | <p>Red natural rubber tubing made to BS 2775.</p> <ul> <li>Bore: 5mm</li> <li>Wall size: 1.5mm</li> <li>Length: 1M</li> </ul> | 1.99 | EA | FVRATE20 | 1
Lab Equipment | PP00054270 | Rubber Tubing 6.5mm Bore 1.5mm Wall 1M | <p>Natural red rubber tubing made to BS 2775.</p> <ul> <li>Bore: 6.5mm</li> <li>Wall Size: 1.5mm</li> <li>Length: 1M</li> </ul> | 1.69 | EA | FVRATE20 | 1
Lab Equipment | PP00054271 | Rubber Tubing 8mm Bore 2mm Wall 1 Meter | <p>Red Natural rubber tubing made to BS 2775.</p> <ul> <li>Bore: 8mm</li> <li>Wall size: 2mm</li> <li>Length: 1M</li> </ul> <p>**This is suitable for burners with inlet tube of o.d. 9-10mm.**</p> | 1.9 | EA | FVRATE20 | 1
Lab Equipment | PP00054272 | Rubber Tubing 10mm Bore 2mm Wall 1 Meter | <p>Natural red rubber To BS 2775.</p> <ul> <li>Bore: 10mm</li> <li>Wall size: 2mm</li> <li>length: 1M</li> </ul> | 2.85 | EA | FVRATE20 | 1
Lab Equipment | PP00054273 | Rubber Tubing 12.5mm Bore 2.25mm Wall 1M | <p>Natural red rubber tubing made to BS 2775.</p> <ul> <li>Bore: 12.5mm</li> <li>Wall Size: 2.25mm</li> <li>Length: 1M</li> </ul> | 2.85 | EA | FVRATE20 | 1
Lab Equipment | PP00054274 | Heavy Rubber Tubing Bore 5mm Wall 4mm 1M | <p>Natural red rubber for pressure and vacuum work.</p> <ul> <li>Bore: 5mm</li> <li>Wall 4.0mm</li> <li>Length: 1M</li> </ul> | 4.05 | EA | FVRATE20 | 1
Lab Equipment | PP00054275 | Heavy Rubber Tubing Bore 8mmWall5.0mm1M | <p>Natural red rubber with heavy wall for pressure and vacuum work.</p> <ul> <li>Bore: 8mm</li> <li>Wall: 6mm</li> <li>Length: 1M</li> </ul> | 10.45 | EA | FVRATE20 | 1
Jigsaws & Games | PP00054296 | Map of the World XXL 100 Pc | <p>There is a lot to learn in this 100 piece extra large jigsaw puzzle. Explore what each of the seven continents have to offer, can you name any of the famous icons/animals dotted around? There is plenty to discover and discuss! This bright and colourful puzzle is a relaxing and fun way to spend time alone or with friends. This 100 piece kids puzzle with XXL large pieces is crafted with premium quality materials.</p> <p>Measures 490 x 360mm when complete.</p> <p>Great puzzles for Children 6 years+</p> | 12.99 | EA | FVRATE20 | 1
Chemistry | PP00054317 | Smart Metals Sample Pack | <p>This Smart Metals sample pack contains labelled samples of all the smart metals for evaluation, supplied in a rigid plastic case.</p> <ul> <li>1 x Smart Spring</li> <li>1 x Two-Way Memory Spring</li> <li>1 x Smart Wire 0.006&Prime; diameter (125mm)</li> <li>1 x Memory Metal (125mm)</li> </ul> <p><em><strong>Smart Spring:</strong></em></p> <p>At room temperature this spring is soft enough to pull out to approximately 50mm by applying a small force.</p> <p>When heated to 70&deg;C by passing an electric current through it (or by other means such as hot water or a heat gun, etc), the spring contracts to its original length with a useful pulling force (equivalent to lifting a 0.5kg weight).</p> <ul> <li>Spring weight: 1.1g</li> <li>Dimensions: 20mm (when closed), 5.5mm external diameter. 4mm internal diameter</li> </ul> <p><em><strong>Two Way Memory Spring:</strong></em></p> <p>These remarkable springs, based on a brass alloy, &lsquo;remember&rsquo; to open up when heated and close again when cool.</p> <p>If immersed in hot water at or around 90&deg;C they will open in a split second and close as quickly if dropped in cold water. Such springs have many industrial applications &ndash; e.g., in sprinkler and fire damping systems where they replace expensive single-use only fusible links.</p> <ul> <li>Spring weight: 3g</li> <li>The spring is 10mm long, extending to 25mm in hot water.</li> <li>11.5mm external diameter</li> <li>9mm internal diameter</li> </ul> <p><em><strong>Smart Wire:</strong></em></p> <p>Smart wire is a shape memory alloy (SMA) that changes its length with a useful pulling force when a small current is passed through it. &nbsp;The Smart Wire is activated by passing a small electric current through it.&nbsp; It is also affected by temperature.</p> <ul> <li>125mm length</li> <li>0.15mm diameter wire</li> </ul> | 13.35 | EA | FVRATE20 | 1
Chemistry | PP00054318 | Smart Spring NiTi | <p>This spring is made from shape memory alloy (SMA). &nbsp;SMA is a smart material which, as its name suggests, has a memory. The most common SMA is an alloy (mixture of metals). By means of special heat treatment, a piece of SMA can be made to 'remember' a shape. For example, a length of wire can be made to remember that it should be straight at temperatures above 70&deg;C. If you bend this wire at normal room temperature into the shape of a paper clip, it stays bent and will continue acting as a paper clip. However, if you place it in a glass of water whose temperature is above 70&deg;C, it immediately straightens out! When cool, it remains straight until it is bent again.</p> <p>At room temperature this spring is soft enough to pull out to approximately 50mm by applying a small force.</p> <p>When heated to 70&deg;C by passing an electric current through it (or by other means such as hot water or a heat gun, etc), the spring contracts to its original length with a useful pulling force (equivalent to lifting a 0.5kg weight).</p> <ul> <li>Spring weight: 1.1g</li> <li>Dimensions: 20mm (when closed), 5.5mm external diameter. 4mm internal diameter.</li> </ul> | 6.09 | EA | FVRATE20 | 1
Chemistry | PP00054319 | Glow in the Dark Pigment | <p>This Glow in the Dark pigment absorbs and stores sufficient energy to give an afterglow lasting up to ten times longer than zinc sulphide phosphorescents. After exposure to natural or artificial light, it will glow practically all night.</p> <p>The pigment can be mixed and applied with white acrylic paint. When the acrylic hardens, it effectively locks the pigment into a water&ndash;resistant film. It should be noted that the pigment is highly concentrated and only very small amounts are needed to produce glow&ndash;in&ndash;the&ndash;dark effects.</p> | 7.39 | EA | FVRATE20 | 1
Chemistry | PP00054320 | UV Fluid | <p>This liquid is non-toxic liquid paraffin containing a UV sensitive photochromic dye. Indoors it appears as a clear liquid but when exposed to natural light it immediately becomes coloured. This colour increases in intensity when exposed to direct sunlight. The colour change is reversible, although it takes about 60 seconds for the liquid to become clear again.</p> <p>Makes a fantastic demonstration of photochromic phenomena. The same dye chemistry is used in photochromic lenses, special window glass etc. Photochromic cells, for quantitative measurements, can be made, by trapping a drop of the fluid between microscope slides or petri dishes.</p> <ul> <li>Supplied as a 50ml jar</li> </ul> | 6.09 | EA | FVRATE20 | 1
Chemistry | PP00054321 | Smart Wire | <p>Smart wire is a shape memory alloy (SMA) that changes its length with a useful pulling force when a small current is passed through it.</p> <p>SMA is a smart material which, as its name suggests, has a memory. The most common SMA is an alloy (mixture of metals) of nickel and titanium -called nitinol. By means of special heat treatment, a piece of SMA can be made to 'remember' a shape. For example, a length of wire can be made to remember that it should be straight at temperatures above 70&deg;C. If you bend this wire at normal room temperature into the shape of a paper clip, it stays bent and will continue acting as a paper clip. However, if you place it in a glass of water whose temperature is above 70&deg;C, it immediately straightens out! When cool, it remains straight until it is bent again.This cycle of bending and then straightening when heated can be continued millions of times. The temperature at which SMA 'remembers' its original form is called the transition temperature and when this point is reached, it changes shape.</p> <p>SMA has a relatively high electrical resistance and can be heated to its transition temperature by passing an electrical current through it.&nbsp;</p> <ul> <li>Resistance: 150&Omega; per metre</li> <li>Maximum Current: 180 milliamps</li> <li>Maximum Power: 5 Watts per metre</li> <li>Bias Force: 0.3 N</li> <li>Pulling Force: 1.5 N</li> </ul> | 8.69 | EA | FVRATE20 | 1
Chemistry | PP00054322 | Genuine Carbon Fibre Sheet | <p>This ultra-smooth sheet material is a aerospace quality carbon-fibre reinforced composite.</p> <p>Because of its combination of low mass and extraordinary strength, its uses range from spacecraft fabrication to formula 1 racing cars. It is also a highly attractive material and suitable for small&ndash;scale prestige work. This is one of the few modern engineering materials, along with titanium, favoured by &lsquo;new wave&rsquo; jewellers.</p> <p>The sheet can be cut on a suitable guillotine and shaped with conventional tools.</p> <ul> <li>Sheet Size: 0.5mm thick x 100mm x 100mm</li> </ul> | 5.75 | EA | FVRATE20 | 1
Chemistry | PP00054323 | Fields Metal | <p>This remarkable alloy melts at just 61&deg;C, but does not contain lead or cadmium. It is relatively hard and extremely tough. It is used, for example, to fill small tubes for bending without crushing, castings for models and jewellery, and for making precision moulds. Fields metal makes a fantastic demonstration of how several constituents, each with a much higher melting point, can be combined to produce a useable alloy.</p> <ul> <li><em><strong>Demonstration use is recommended</strong></em> - Indium is a potentially toxic material if ingested. Before using a risk assessment should be carried out.</li> <li>Pack Size: 10g</li> <li>Volume (when melted): approx. 1.3ml</li> </ul> <p>Field's Metal could be used along with moulds made from Chromatic Alginate (available separately).&nbsp;</p> | 12.49 | EA | FVRATE20 | 1
Chemistry | PP00054324 | Chromatic Alginate | <p>Made from seaweed, this remarkable material is used in dentistry to make precision moulds in the mouth for crown construction etc. It is also the material used for making casts of body parts, including babies hands and feet.</p> <p>When the fine white powder is mixed with water, it turns purple and then changes colour to indicate readiness for moulding around a pattern &ndash; and then setting.</p> <p>It takes just minutes to create a durable flexible mould capable of taking plaster, plastics and low temperature metals such as Fields metal. The material is entirely natural and non&ndash;toxic, and has a very low cost compared to other high&ndash;definition mould making materials such as silicon compounds.</p> <ul> <li>Pack Size: 450g</li> </ul> | 13.19 | EA | FVRATE20 | 1
Chemistry | PP00054325 | Graphite Levitation Kit | <p>This kit contains a small sample of pyrolytic graphite, 16 small rare earth magnets, a steel base and a pair of tweezers. When the magnets are arranged in a matrix on the base plate, the graphite will levitate just above their surface.</p> <ul> <li>This is a spectacular demonstration of diamagnetic behaviour involving repulsion of the graphite by both the N and S poles of the magnets.</li> </ul> | 8.39 | EA | FVRATE20 | 1
Site Maintenance | PP00054331 | Energizer AA Max Plus Batteries Pk100 | <p>Introducing Energizer's all new alkaline range, Max Plus! With guaranteed high performance, these batteries are perfect for providing long-lasting energy to high-drain devices.</p> <ul> <li>More power, less waste: up to 150% longer lasting meaning fewer battery replacements</li> <li>Up to 12 years in storage, also features in-device leakage protection</li> <li>Plastic-free packaging, supports responsible forestry</li> <li>2,500 mAh capacity</li> <li>Sold as 2 packs of 50</li> </ul> | 85.59 | PK | FVRATE20 | 1
Site Maintenance | PP00054333 | Energizer AAA Max Plus Batteries Pk100 | <p>Introducing Energizer's all new alkaline range, Max Plus! With guaranteed high performance, these batteries are perfect for providing long-lasting energy to high-drain devices.</p> <ul> <li>More power, less waste: up to 130% longer lasting meaning fewer battery replacements</li> <li>Up to 12 years in storage, also features in-device leakage protection</li> <li>Plastic-free packaging, supports responsible forestry</li> <li>Sold as 2 packs of 50</li> </ul> | 85.59 | PK | FVRATE20 | 1
Environmental Science | PP00054347 | Hedgehog House | <p>Hedgehog numbers are rapidly declining across the UK and providing a refuge in your garden with the Wildlife World Hedgehog House will help to protect hedgehogs from predators and disturbance. Underneath the textured brushwood finish there is a sturdy steel frame covered with a waterproof felt lining. The wooden entrance door is manufactured from sustainably sourced wood and forms a short predator defence tunnel, small enough to deter access by dogs or badgers. The edges of the house can be pegged down using tent pegs to provide extra security. To encourage hedgehogs to use the house site it in a quiet corner of the garden and cover with leaves for extra camouflage.</p> <p>The edges of the hedgehog house are finished with decorative rattan and the box is supplied in a decorative hedgehog gift box, making it an ideal gift.</p> <p>Dimensions: 175 x 400 x 500 mm</p> <p>Weight: 1.34kg</p> <p>Materials: Steel frame, felt lining, timber, rattan</p> <p>Colour: Brown</p> <p>Special Features: Waterproof, sturdy entrance</p> | 38.65 | EA | FVRATE20 | 1
Cleaning | PP00054349 | Granular Salt - 10kg | <p>Granular Salt is refined natural sea salt and suitable for multiple domestic and commercial water softeners and dishwashers. These granular salt bags are manufactured without chemicals, obtaining the white crystal glare and conforms to ISO 9001:2000 and are supplied in a handy 10kg bags.</p> <ul> <li>Refined natural sea salt</li> <li>Suitable for domestic and commercial water softeners and dishwashers</li> <li>Manufactured without chemicals</li> <li>Supplied in a handy 10kg bag</li> </ul> | 10.99 | EA | FVRATE20 | 1
First Aid | PP00054359 | Sharps Container 0.7Ltr | <ul> <li>Conical shape designed for the cost-effective disposal of sharps.</li> <li>Easy to assemble</li> <li>Secure lid</li> <li>Wide opening for the easy and safe disposal of sharps</li> <li>Fill level indicator</li> <li>Temporary and permanent closure</li> <li>Ease of manual handling</li> <li>Designed for quality and safety</li> </ul> | 5.39 | EA | FVRATE20 | 1
Computing & ICT | PP00054412 | Sphero Code Mat CityGolf | <p>This two-sided mat offers a simple, accessible way to learn block-based coding, basic math principles, and collaborative problem-solving with any round Sphero robot. The Code Mat comes with three sets of 10 double-sided coding cards that provide guided, hands-on coding lessons.</p> <p>Choose&nbsp;<strong>Sphero City and Golf Code Mat</strong>&nbsp;to tee up your Sphero robot and take a swing while exploring concepts like distance, speed, math fundamentals, and basic coding or program your robot to navigate around Sphero City using draw, blocks, or text programming.</p> <p>What's in the box</p> <ul> <li>Two-sided, 86in x 45in Sphero Code Mat</li> <li>3x Sets of Activity Cards</li> </ul> | 199 | EA | FVRATE20 | 1
Computing & ICT | PP00054413 | Sphero Code Mat Cards 3 pack - CityGolf | <p>The set includes a pack of 20 activity cards. These double-sided cards feature 20 fun challenges and games you can use to inspire and engage your students.</p> <p>Work independently or in groups to complete all the activities!</p> <p>We recommend using the Sphero City and Golf Code cards in conjunction with the <strong>Sphero City and Golf Code Mat</strong>&nbsp;(sold separately).</p> <p>What&rsquo;s in the box:</p> <ul> <li>3 Sets of 20 Activity Cards (20 activities in total)</li> </ul> | 17.99 | EA | FVRATE20 | 1
Computing & ICT | PP00054414 | Sphero Code Mat Space and Soccer | <p>This two-sided mat offers a simple, accessible way to learn block-based coding, basic math principles, and collaborative problem-solving with any round Sphero robot. The Code Mat comes with three sets of 10 double-sided coding cards that provide guided, hands-on coding lessons</p> <p>Choose&nbsp;<strong>Sphero Space and Soccer Code</strong>&nbsp;<strong>Mat</strong>&nbsp;and blast off into orbit and explore the solar system with Sphero Outer Space while gaining the foundations for computational thinking or dribble down the field in hopes of programming a goal for your team with Sphero Soccer Pitch.</p> <p>What's in the&nbsp;box?</p> <ul> <li>Two-sided, 86in x 45in Sphero Code Mat</li> <li>3x Sets of Activity Cards per Code Mat</li> </ul> | 199 | EA | FVRATE20 | 1
Computing & ICT | PP00054415 | Activity cards - Sphero Code Mat SpaceSo | <p>The set includes a pack of twenty activity cards. These double-sided cards feature 20 fun challenges and games you can use to inspire and engage your students.</p> <p>Work independently or in groups to complete all the activities</p> <p>We recommend using the Sphero Space &amp; Soccer Activity Cards in conjunction with the&nbsp;<strong>Sphero Space and Soccer Code Mat</strong>&nbsp;(sold separately).</p> <p>What&rsquo;s in the box:</p> <ul> <li>3 Sets of 20 Activity Cards (20 activities in total)</li> </ul> | 17.99 | EA | FVRATE20 | 1
Environmental Science | PP00054422 | Telescopic Sweep Net | <p>Deep insect net with telescopic aluminium handle and high quality mesh which is kind to delicate specimens. Suitable for use at all levels.</p> | 11.49 | EA | FVRATE20 | 1
Lab Equipment | PP00054424 | Capillary Melting Point Tube OpenBothEnd | <p>Borosilicate Glass Melting Point Capillary Tubes: Open at both ends.</p> <ul> <li>Length: 100mm</li> <li>Outer Diameter: 1.5 - 1.8mm (approx.)</li> <li>Internal Diameter: 1mm (approx.)</li> <li>Pack of 100</li> </ul> | 2.75 | PK | FVRATE20 | 1
Biology | PP00054428 | Model Animal Cell Division Mitosis | <p>A mounted set of 12 models depicting, in detail, the stages in mitotic cell division.</p> <p>The model is beautifully coloured to bring out the detailed structures of the dividing cells as they would be seen under a microscope.</p> <ul> <li>Dimensions: 51 x 46 x 5 cm approx.</li> <li>Weight 3 kg approx.</li> </ul> <p>The individual stages of mitotic division shown are:</p> <ul> <li>Interphase</li> <li>Early Prophase</li> <li>Mid Prophase</li> <li>Late Prophase</li> <li>Metaphase</li> <li>Early Anaphase</li> <li>Late Anaphase</li> <li>Early Telophase</li> <li>Late Telophase</li> </ul> | 82.75 | EA | FVRATE20 | 1
Biology | PP00054430 | Model Animal Cell Division Meiosis | <p>A mounted set of 12 models depicting, in detail, the stages in meiotic cell division.</p> <p>The model is beautifully coloured to bring out the detailed structures of the dividing cells as they would be seen under a microscope.</p> <ul> <li>Dimensions: 51 x 46 x 5 cm approx.</li> <li>Weight 3 kg approx.</li> </ul> <p>The individual stages of meiotic division shown are:</p> <ul> <li>Leptotene</li> <li>Zygotene</li> <li>Pachytene</li> <li>Dipotene</li> <li>Diakinesis</li> <li>Metaphases</li> <li>Anaphases</li> <li>Telophases</li> <li>Prophases</li> </ul> | 82.75 | EA | FVRATE20 | 1
Biology | PP00054431 | Model Dicot Leaf V.S. | <p>This detailed 3D rendering of a dicot leaf (vertical section), which has been greatly magnified, provides a visually and kinesthetically effective method for studying the structure and functions of the various structures of a dicot leaf.</p> <p>Structures featured include:</p> <ul> <li>Cuticle,</li> <li>Upper epidermis,</li> <li>Hypodermis (collenchyma),</li> <li>Palisade parenchyma,</li> <li>Spongy parenchyma,</li> <li>Air spaces,</li> <li>Chloroplasts,</li> <li>Bundle sheath,</li> <li>Sclerenchyma,</li> <li>Xylem,</li> <li>Phloem,</li> <li>Lower epidermis,</li> <li>Guard cells,</li> <li>Stomata.</li> </ul> <p>Dimensions:</p> <ul> <li>Base Dimensions: 330 x 254 x 25mm</li> <li>Model Length: 280mm</li> <li>Model Width: 191mm</li> </ul> | 36.75 | EA | FVRATE20 | 1
Biology | PP00054432 | Model Dicot Root T.S. | <p>The dicot root model is a vibrantly colored 3D model with detail that shows the inner anatomy and vasculature of a dicot root.</p> <p>This sturdy model provides an excellent visual for studying the structure and function of a dicot root in a visually and kinesthetically effective manner.</p> <p>Dimensions:</p> <ul> <li>Base Dimensions: 330 x 254 x 25mm</li> </ul> | 32.65 | EA | FVRATE20 | 1
First Aid | PP00054459 | Bio-Hazard 5App Kit Aura Box inc bracket | <p>This kit contains 5 single application clean-up packs, for the safe handling, containment and disposal of infectious micro-organisms contained in blood, vomit, urine, mucus, faeces and semen. Meets the current Health and Safety requirements.</p> <p>Handles up to 5 incidents</p> <p>Incident packs are individually boxed</p> <p>Each pack provides full equipment</p> <p>Complete protection for users</p> <p>Aura case for emergency storage</p> <p>Contents</p> <p>Single Application Contents (5 single applications in this kit)</p> <ul> <li>1 Absorbent Granules 10g</li> <li>1 Apron</li> <li>Polythene 1 Gloves (Pair)</li> <li>1 Sanitiser Spray 8ml</li> <li>1 Scoop/Scraper</li> <li>1 Tissues - Pack 10</li> <li>1 Waste Bag</li> <li>1 Wipe Cleansing</li> <li>2 Wipes, Dry</li> </ul> | 85.59 | EA | FVRATE20 | 1
Lab Equipment | PP00054522 | Nickel Chrome 32 SWG - 125g | <p>Nickel chrome (Nichrome) wire suitable for heating or cutting elements.</p> <p>Resistance heating wire comprised of 80% Nickel and 20% Chromium. This wire is commonly used as a resistor at elevated temperatures. NI/CR-80/20 is essential for resistor elements in high temperature applications such as electric furnaces, electric ranges and radiant heaters operating at temperatures up to 1150&deg;C (2100&deg;F).</p> <ul> <li>Supplied on 125g reels, Length 94m</li> <li>SWG: 32</li> <li>Diameter: 0.27mm</li> </ul> | 16.95 | EA | FVRATE20 | 1
First Aid | PP00054523 | Burnsoothe Burn Blot Sachet 3.5g - P25 | <p>Emergency first aid burn gel, relieves pain, cools and comforts, helps prevent contamination and is non-adherent. Safe for use on all types of burns.</p> <ul> <li>Sterile and non-toxic.</li> <li>Instant minor burn relief and protection.</li> <li>Available as dressings or bottled gels.</li> </ul> | 10.69 | PK | FVRATE20 | 1
Lab Equipment | PP00054541 | 12V 21W SBC Bulb Pack of 10 | <p>Low voltage bulb with straight axial filament; double contact; Small Bayonet Cap (S.B.C.)</p> <p>Dimensions 55 x 26mm diameter approx.</p> | 16.55 | PK | FVRATE20 | 1
Lab Equipment | PP00054542 | 12V 24W Halogen Bulb Pack of 10 | <p>Spare Halogen Bulb, bi- pin fitting.&nbsp;</p> | 16.55 | PK | FVRATE20 | 1
Display Paper | PP00054562 | Straight Border Roll Classpack | <p>Discover the Classmates Straight Border Roll Classpack, the perfect choice for adding a vibrant edge to your classroom displays. This comprehensive pack includes 24 rolls in a variety of stunning finishes: 12 bright colours, 8 pastel shades, and 8 metallic hues. Each roll measures 48mm in width and 50 meters in length, giving you plenty of material to create eye-catching borders around bulletin boards, windows, and more.</p> <p>Crafted for durability and easy application, these rolls provide a crisp, clean edge that enhances the visual appeal of any display. The assortment of colours ensures you have the perfect hue for every project, whether you&rsquo;re aiming for bold and bright, soft and subtle, or shimmering and sophisticated.</p> <p>Ideal for both dynamic classroom environments and stylish home offices, the Classmates Straight Border Roll Classpack combines versatility with premium quality, making it an essential tool for any educational setting.</p> | 72.79 | PK | FVRATE20 | 1
Computing & ICT | PP00054565 | Arduino Starter Kit Classroom Pack (6 Se | <p>The Arduino Starter Kit Classroom Pack is a bundled solution, containing six of the popular Arduino Starter Kits.</p> <p>This Classroom 6-Pack is for a classroom of at least twelve students &mdash; the recommended ratio is two students per kit &mdash; and intended for use starting from middle school teachers onwards, looking for an extensive educational solution for learning how to use the Arduino platform.&nbsp; Each kit contains an Arduino Uno Rev 3 board, a collection of sensors and actuators, and &mdash; most important &mdash; a guide book which will help students and teachers to take their first steps into the world of electronics, with interactive and sensing objects.</p> <p>What's in the Kit?</p> <ul> <li>1 Projects Book (170 pages),</li> <li>1&nbsp;Arduino Uno,</li> <li>1&nbsp;USB cable,</li> <li>1&nbsp;Breadboard 400 points,</li> <li>70 Solid core jumper wires,</li> <li>1 Easy-to-assemble wooden base,</li> <li>1 9v battery snap,</li> <li>1 Stranded jumper wires (black),</li> <li>1 Stranded jumper wires (red),</li> <li>6 Phototransistor,</li> <li>3 Potentiometer 10kOhms,</li> <li>10 Pushbuttons,</li> <li>1 Temperature sensor [TMP36],</li> <li>1 Tilt sensor,</li> <li>1 alphanumeric LCD (16x2 characters),</li> <li>1 LED (bright white),</li> <li>1 LED (RGB),</li> <li>8 LEDs (red),</li> <li>8 LEDs (green),</li> <li>8 LEDs (yellow),</li> <li>3 LEDs (blue),</li> <li>1 Small DC motor 6/9V,</li> <li>1 Small servo motor,</li> <li>1 Piezo capsule [PKM17EPP-4001-B0],</li> <li>1 H-bridge motor driver [L293D],</li> <li>1 Optocouplers [4N35],</li> <li>2 Mosfet transistors [IRF520],</li> <li>5 Capacitors 100uF,</li> <li>5 Diodes [1N4007],</li> <li>3 Transparent gels (red, green, blue),</li> <li>1 Male pins strip (40x1),</li> <li>20 Resistors 220 Ohms,</li> <li>5 Resistors 560 Ohms,</li> <li>5 Resistors 1 kOhms,</li> <li>5 Resistors 4.7 kOhms,</li> <li>20 Resistors 10 kOhms,</li> <li>5 Resistors 1 MOhms,</li> <li>5 Resistors 10 MOhms&nbsp;</li> </ul> | 533.99 | EA | FVRATE20 | 1
Computing & ICT | PP00054566 | Arduino Education Starter Kit | <p>Learn electronics and get started with programming in your classroom step-by-step - no experience&nbsp;necessary!</p> <p>Teach middle school students the basics of programming, coding, and electronics. No prior knowledge or experience is necessary as the kits guide you through step-by-step, you are well-supported with teacher guides, and lessons can be paced according to your students&rsquo; abilities. You can integrate the kit throughout the curriculum, giving your students the opportunity to become confident in programming and electronics with guided sessions and open experimentation. You&rsquo;ll also be teaching them vital 21st-century skills such as collaboration and problem-solving.</p> <p>The Arduino Education Starter Kit contains all the hardware and software you need for eight students (in groups of 2). You get step-by-step-lessons, a teacher guide, exercises, and for a complete and in-depth class experience there&rsquo;s also extra optional content including activities, concepts, history, and interesting facts. The online platform contains the teacher content, nine 90-minute lessons, and two open-ended group projects that teach students coding and electronics. Each lesson builds off the previous one, giving students a further opportunity to apply the skills and concepts they have already learned.</p> <p>Students also get an engineering logbook that they complete as they work through the lessons. The beginning of each lesson provides an overview, estimated completion times, and learning objectives. Throughout each lesson, there are teacher tips and information that help the lesson go smoothly. Key answers and extension ideas are provided at the end of each lesson.</p> <p>What's included?</p> <ul> <li>Four Arduino Unos</li> <li>Four USB cables</li> <li>Four mounting bases</li> <li>Four multimeters</li> <li>Four 9v battery snaps</li> <li>Eight 9v batteries</li> <li>20 red, 20 green, 20 yellow &amp; 20 blue LEDs</li> <li>20 220 Ohms, 20 560 Ohms,&nbsp;Four 1k Ohms, four 10k Ohms resistors, eight 4.7 kOhms</li> <li>Four breadboard 400 points</li> <li>Four solid jumper wires</li> <li>Four small servo motors</li> <li>Eight potentiometers 10k Ohms</li> <li>Eight knob potentiometers</li> <li>Eight capacitors 100uF</li> <li>20 pushbuttons</li> <li>Four piezo capsules</li> <li>Four phototransistors</li> <li>Four stranded jumper wires black</li> <li>Four stranded jumper wires red</li> <li>Four temperature sensors</li> <li>Four jumper wires female to male black</li> <li>Four jumper wires female to male red</li> <li>Four sets of M3 screws</li> <li>Four sets of M3 bolts</li> <li>Access to an online platform which helps students take their first steps into the world of electronics and invention</li> <li>Specific online content for the teachers</li> <li>9 step-by-step lessons with up to 25 hours of class time, covering</li> <li>Basic concepts of electricity ,&nbsp;Safety in class ,&nbsp;Schematics,&nbsp;Writing code,&nbsp;Controlling a circuit,&nbsp;Coding concepts,&nbsp; Controlling a servo motor, Producing sounds, tones, and music, Measuring the intensity of light</li> <li>Two open-ended group projects: design, build and program a climate-control system for greenhouse; build a holiday light circuit</li> <li>A logbook for the students to annotate their observations and experiments</li> <li>A version of the logbook with teacher solutions</li> </ul> | 319.99 | EA | FVRATE20 | 1
Computing & ICT | PP00054567 | Arduino CTC GO - Core Module | <p>Everything you need to create fun, engaging, and relevant STEAM lessons for high school students</p> <p>Engage high school students in STEAM subjects, teach them how to use technology as a tool in a playful, hands-on learning environment, and how to apply that knowledge in the real world. A modular cross-curricular program, CTC GO! provides educators with an easy-to-use, practical approach to STEAM concepts through project-based learning and enables students to design, create, and test a series of playful, well-documented projects and easy-to-assemble experiments. Think of it just like brushes and paint - you&rsquo;re giving your students what they need to create, learn, and thrive while the hands-on, collaborative approach teaches them important 21st-century skills. You&rsquo;ll also get total teaching support with webinars, videos, and direct contact with an expert.</p> <p>CTC GO! - Core Module is a getting started program including eight lessons, eight guided projects, and six self-guided projects that teach students how to use electronics and gives them an introduction to programming and coding. The lessons increase in difficulty from the very basics all the way through to learning different programming capabilities and building circuits for different sensors and actuators. During the six guided projects, students practice building structures and applying the knowledge acquired in the lessons. Once you have completed the lessons and projects, you will be ready, knowledgeable, and have the confidence to teach the six self-guided projects.</p> <p>What&rsquo;s included?</p> <p>The CTC GO! kit, which includes all the materials you need to teach 24 students during 20 sessions of 45 minutes each:</p> <ul> <li>8 Arduino UNO WiFi Rev2 programmable boards: WiFi-enabled, with the ability to read inputs and control outputs</li> <li>8 Arduino Education shields: add-on boards tailored for educational purposes to enable quick and easy learning while building projects. These boards connect to the programmable boards to extend their functionality and have an SD card reader and an audio connector</li> <li>Two different-sized breadboards for every board: Used to make circuits easier to build</li> <li>Electronic components including resistors, LEDs, push buttons and buzzers</li> <li>Sensors including potentiometers, light and ultrasonic sensors</li> <li>Eight 9V batteries with two battery connectors each</li> <li>Jumper wires and USB cables</li> <li>Modular building pieces for building eight different guided projects</li> <li>Component boxes for each group of students with everything they need to work on the experimental lessons</li> <li>Spare components and replacement parts to help with classroom management</li> <li>Software platform for educators with all the materials you need for each lesson, resources to help you with lesson preparation, content tips, timing suggestions for classroom management, and curriculum links</li> <li>Software platform for pupils with step-by-step instructions, assembly videos, and fun activities to help them get started with programming, electronics and building fully-functional, interactive projects (educators also have prior access to this platform so they can prepare and adapt their lesson plans)</li> <li>Training and support including a welcome training webinar with an Arduino Education expert, training videos which explain each lesson&rsquo;s concepts, shorter videos which expand on lesson content, and direct email support from an education expert</li> </ul> <p>Curriculum alignment</p> <p>The CTC GO! - Core Module is aligned to the National Curriculum for England, which is used in international schools across the world, and the U.S.&rsquo;s NGSS for STEAM subjects for students aged 14to 17. Curriculum links are provided within the educators&rsquo; software platform. Additionally, these lessons teach students important 21st-century skills such as collaboration, problem-solving, critical thinking, and communication.</p> | 1710.99 | EA | FVRATE20 | 1
Computing & ICT | PP00054568 | Arduino CTC GO - Motions Expansion Pack | <p>If you&rsquo;ve taken your students through the CTC GO! - Core Module, the Motions Expansion Pack will build on what they have already learned about how to use technology as a tool and how to apply that knowledge in the real world.</p> <p>The Motions Expansion Pack challenges students to go a step further in computing and design and technology by introducing them to new and more complex programming concepts that develop their logical reasoning, computational thinking, and problem-solving skills.</p> <p>As an educator, you&rsquo;ll still get all the teaching support you need with webinars, videos, guides, and direct contact with an expert.</p> | 1026.19 | EA | FVRATE20 | 1
Computing & ICT | PP00054570 | Arduino Certification Bundle - Kit Exam | <p>The Arduino Certification Exam + Kit Bundle includes an Arduino Starter Kit and access to the certification exam.</p> <p>Developed in consultation with interaction designers and electronic engineering professionals as well as in regards to leading technology curriculum, the Arduino Certification exam assesses skills based upon exercises comprised of practical tasks from the Arduino Starter Kit.</p> <p>To obtain the certificate, you will be requested to answer 36 questions over a period of 75 minutes.</p> <p>Purchasing the bundle will grant you the Arduino Starter Kit and an activation code, which can be used to unlock 1 attempt at the Arduino Certification exam.</p> <p>Once the code has been redeemed, you have one year to activate the exam, otherwise the code will become invalid.</p> <p>The exam is available in English. Spanish, Italian, German and Chinese.</p> | 127.39 | EA | FVRATE20 | 1
Lab Equipment | PP00054578 | Clear Coverspecs Bolle - Pack of 5 | <p>The Boll&eacute; Clear Coverspecs have a wide lens that allows for a broad and clear field of vision, always sharp and precise thanks to its anti-scratch coating while its wide vented temples provide extra protection. Compatible with most prescription glasses it provides flexibility and perfect optical quality. Coverspecs are part of a range of safety eyewear accessible to all and is adapted to the most common industrial risks.</p> <ul> <li>Wide temples for extra protection.</li> <li>Upper, lower, side protection.</li> <li>Compatible with all prescription glasses</li> <li>Anti-scratch coating.</li> <li>UV Filter.</li> </ul> <p>Weight: 32g per pair</p> <ul> <li>Frame Type: Rimless</li> <li>Frame Material: Polycarbonate</li> <li>Frame Colour: Black/Translucent</li> <li>Lens Material: Polycarbonate</li> <li>Lens Colour: Clear</li> <li>Lens Coating: Anti-Scratch</li> </ul> <p>Conforms to EN166 - EN170</p> <ul> <li>Frame Marking: EN166 FT CE</li> <li>Lens Marking: 2C-1.2 1 FT CE</li> </ul> | 19.39 | PK | FVRATE20 | 1
Mathematics | PP00054618 | Casio FX - 85 GT CW Scientific Calculato | <p>New upgraded version of the FX-85GTX (the UK's best selling scientific calculator) with additional features, 290+ Functions, Recommended for Key Stages 3 &amp; 4 including GCSE, National and Higher, Junior and Leaving, Large and Clear Natural Textbook Display,</p> <p>New Layout &amp; Menu allows easy navigation,</p> <ul> <li>Solar powered</li> <li>Clip on Hard Case</li> <li>290+ functions</li> <li>Dual powered, solar with battery backup and Auto power-off.</li> </ul> | 17.99 | EA | FVRATE20 | 1
Lab Equipment | PP00054621 | Beaker Tong | <p>Beaker tongs with extra long handle for use with beakers ranging from sizes of 50ml to 2000ml.</p> <p>The tongs are curved with rubber coated tips for added grip strength and safety. Made of high quality rust and corrosion resistant stainless steel. Long and rigid design with rubber ends makes tongs excellent for holding beakers of a wide range of different sizes.</p> <p>Designed for use in professional laboratories, but is an ideal choice for science classrooms and household use.</p> <p>Collapsed Dimensions:</p> <ul> <li>Length: 254mm</li> <li>Width: 89mm&nbsp;</li> </ul> | 5.15 | EA | FVRATE20 | 1
Appliances | PP00054642 | Hand Operated Vacuum Pump | <p>Economy Blue Handheld Vacuum Pump with gauge and 19.5" tube. Experiment with air pressure and atmosphere, vacuum filtering and checks for leaks. This pump features a gauge in inches, Hg. Displaces 725 ml of air. Pump rate of 15 ml Blue tubing is 19.5" with 6mm inner diameter. Pump goes up to 29mmHg. Not for heavy continuous pumping. Rubber O ring will roll in cylinder at 20 HG after approx. 10 pumps - can be disassembled to be serviced / oil when needed. NOT For automotive use.</p> | 89.15 | EA | FVRATE20 | 1
Physics | PP00054644 | Concave Mirrors 50mm Dia F200 P10 | <p>Concave Glass Mirrors - 50mm</p> <p>Optically worked, silvered back with protective coating.</p> <ul> <li>Diameter: 50mm,</li> <li>Focal Length: 200mm</li> <li>Pack of 10</li> </ul> | 10.69 | PK | FVRATE20 | 1
Lab Equipment | PP00054647 | MeltingPoint Capillary OneEndClosedP100 | <p>Glass Melting Point Capillary Tubes: Closed at one end.</p> <ul> <li>Length - 100mm&nbsp;</li> <li>Outer Diameter - Approx. 1.4 - 1.6mm</li> <li>Inner Diameter: Approx. 1mm</li> <li>Pack of 100</li> </ul> | 2.75 | PK | FVRATE20 | 1
Physics | PP00054648 | Plancks Constant | <p>Explore the Physics of Kinetic Energy, Frequency of Light, Electromagnetic Waves and more with this Planck's Constant Apparatus.</p> <p>The apparatus is designed to determine the approximate value of Planck's Constant using the elbow voltage in the characteristic curves of a number of LEDs. There are 7 LEDs covering from deep blue at 470nm to near IR at 940nm mounted on the box with sockets for voltage and current measurements.</p> <p>LED Wavelengths:</p> <ul> <li>470 nm,</li> <li>505 nm,</li> <li>570 nm,</li> <li>605 nm,</li> <li>655 nm,</li> <li>880 nm,</li> <li>940nm</li> </ul> <p>By monitoring the voltage at which each LED just begins to emit light a graph of energy input as a function of light emitted frequency can be plotted and an approx value of Planck's constant can be deduced.</p> <p>Dimensions:</p> <ul> <li>(W)203mm x (L)121mm&nbsp; x (H)26mm&nbsp;&nbsp;</li> </ul> <p>Includes a plastic viewing tube, instructional guide and experiment examples.</p> <p>The apparatus is perfect for any classroom and useful for a variety of physics experiments</p> <p>Additional Equipment Required (not included):</p> <ul> <li>Power Supply (9V DC),</li> <li>Voltmeter (0-9 Volts),</li> <li>Ammeter (20mA)</li> <li>6 x Stackable Plug Connecting Leads.</li> </ul> | 51.75 | EA | FVRATE20 | 1
Lab Equipment | PP00054649 | Potometer | <p>Measure transpiration with minimal risk of breakages. The apparatus has only one glass component (capillary tube) which is securely mounted on a strong backing plate and printed with a 0-10cm scale. A cut plant shoot is inserted into an inlet tube, which is connected to a mounted syringe and capillary tube via a 3-way tap. The apparatus can also be used to measure humidity by connecting a porous pot to the third outlet.&nbsp;Supplied with instruction manual.</p> | 21.75 | EA | FVRATE20 | 1
Biology | PP00054653 | Simple Respirometer | <p>Simple Respirometer for comparing the rates of absorption or evolution of gases by small organisms, during respiration. The apparatus consists of two stoppered boiling tubes connected by three-way taps to either limb of a graduated manometer.</p> <p>One tube holds the organisms and has a syringe connector for altering the level of liquid in the manometer during setting up.</p> <p>The other tube acts as a control thermobarometer. The Carbon Dioxide given off by the respiring organisms is absorbed by Potassium Hydroxide in the experimental chamber resulting in a change in the level of liquid in the manometer tube.</p> <ul> <li>Complete with wire baskets for supporting organisms.</li> <li>Capillary Tube Diameter - 0.8mm (approx.)</li> </ul> <p>Potassium Hydroxide is sold separately: B8F78599</p> | 27.79 | EA | FVRATE20 | 1
Physics | PP00054654 | Dynamics Trolley Pair | <p>This pair of identical wooden trolleys 300 mm long, mounted on 3 wheels. A spring loaded rod is fitted to give impulse when released and have 5 slots for different level of spring compression. It has a provision for stacking the trolleys on top of each other with removable pins.</p> <ul> <li>Supplied&nbsp;complete with springs, 4 pins (for stacking) and 2 rubber corks.</li> </ul> | 47.69 | EA | FVRATE20 | 1
Physics | PP00054655 | Electric Motor Kit | <p>This Philip Harris Electric Motor Kit comprises all the parts required to build 6 model motors as in the Westminster Electromagnetic Kit.</p> <p>Each kit contains:</p> <ul> <li>12 x magnets,</li> <li>6 x armatures,</li> <li>6 x mild steel yokes,</li> <li>6 x support bases,</li> <li>6 x shaft,</li> <li>24 x rivets,</li> <li>12 x split pins,</li> <li>1 x reel of 26 s.w.g. PVC tinned copper wire,</li> <li>2 x reels of sticky tape,</li> <li>300 mm rubber tubing (3 mm bore).</li> </ul> | 56.05 | EA | FVRATE20 | 1
Physics | PP00054656 | Wire Set for Youngs Modulus | <p>Set of wires for the Young's Modulus Apparatus (B8H25213).</p> <p>Contains 1 x 6m length of each of the following wires:</p> <ul> <li>Copper: 21SWG, 0.8mm diameter, 6M length</li> <li>Copper: 22SWG, 0.71mm diameter, 6M length</li> <li>Brass: 21SWG, 0.8mm diameter, 6M length</li> <li>Brass: 22SWG, 0.71mm diameter, 6M length&nbsp;</li> <li>Stainless Steel: 21SWG, 0.8mm diameter, 6M length&nbsp;</li> <li>Stainless Steel: 22SWG, 0.71mm diameter, 6M length&nbsp;</li> </ul> | 14.49 | PK | FVRATE20 | 1
Primary Science | PP00054719 | Basil Seeds | <p>A very popular basil with large sweet leaves. Used in a huge range of Mediterranean dishes. It makes a great pesto!</p> <p>Herbs are so easy &ndash; you don&rsquo;t even need a garden! Just a few in pots on the patio or windowsill will add that little extra to a dish.</p> <p>Sow &amp; Grow:</p> <p>Sow and grow indoors for all year round crops. Sow 0.5cm (&frac14;") deep, in small pots of compost. Water well and place in a warm position. A temperature of 15-20&deg;C (60-68&deg;F) is ideal. Seedlings usually appear in 7-14 days. Grow on in cooler, but not cold conditions.</p> <p>For earlier outdoor crops, sow indoors March-May. Gradually accustom plants to outside conditions (avoid frosts), before planting out into warm, well-drained soil, 20cm (8") apart, during May-July. Alternatively, plants can be grown on a light windowsill.</p> <p>Or sow outdoors March-May for ease, where they are to crop, 0.5cm (&frac14;") deep, directly into into finely-prepared, warm, well-drained soil, which has already been watered. Thin seedlings to 20cm (8") apart. For a continuous supply, make sowings at two to three week intervals.</p> <p>Harvest: Leaves are best picked immediately before use (outdoor crops from June).</p> <p>What's in the Box?</p> <p>30 x pack of Basil Seeds</p> | 16.99 | PK | FVRATE20 | 1
Primary Science | PP00054725 | Carrot Seeds | <p>Distinctly sweet tasting and succulent, short conical roots that can be used whole as 'baby' carrot or left to mature.</p> <p>Fast growing and ideal for containers and shallow, stony ground.</p> <p>Easily sown direct in the garden.&nbsp;</p> <p>Sow little and often for a continuous crop.</p> <p>Sow &amp; Grow:</p> <p>Outdoors: sow thinly, March-June, where they are to crop, 1.5cm (&frac12;") deep, directly into finely-prepared, light, fertile soil, which has already been watered.</p> <p>Allow 30cm (1') between rows. Early sowings may benefit cloche protection.</p> <p>Seedlings usually appear in 14-21 days. Thin by harvesting young carrots evenly from the row, allowing remainder to grow on.</p> <p>Water well until plants are established.</p> <p>Harvest: June-October. Roots can be lifted in autumn.</p> <p>Remove soil and store in dry sand.</p> <p>What's in the Box?</p> <p>30 x pack of Carrot Seeds</p> | 19.99 | PK | FVRATE20 | 1
Computing & ICT | PP00054754 | Arduino IOT Starter Kit (rev2) | <p>Advanced high school and college students can now create their own connected devices - known as the Internet of Things - quickly and easily. They&rsquo;ll learn how to build Internet-connected objects with easy-access getting started activities and 10 sustainability projects, supported by technical and theoretical lessons. Each of these projects allows students to investigate and solve a real-world challenge linked to one of the UN&rsquo;s Sustainable Development Goals. Students learn design thinking methods that help them develop their own unique solutions to challenges such as urban farming, health monitoring, and water and waste conservation.&nbsp;</p> <p>Empower your students with future technologies, design methodologies, and an in-depth understanding of real-world issues to build a sustainable future with the Arduino Explore IoT Kit Rev2.</p> <p>The Arduino Explore IoT Kit Rev2 has been created to provide a comprehensive understanding of the Internet of Things, as well as to encourage students to think about solving global sustainability challenges, according to the UN&rsquo;s Sustainable Development Goals.&nbsp;</p> <p>After looking into current academic and industrial standards, we have identified important concepts this kit should touch upon for students to learn how devices communicate and the tools used to facilitate communication, data management, analysis, and computational thinking &nbsp;by using real-world sensors to capture meaningful data from the environment and modify it by remotely controlling actuators such as LEDs, buzzers, displays, through the Cloud.</p> <p>What's in the box</p> <ul> <li>Two 24V relays</li> <li>SD card holder</li> <li>Five Tactile buttons&nbsp;</li> <li>Plug and play Grove connectors for different external sensors</li> <li>Temperature sensor</li> <li>Humidity sensor</li> <li>Pressure sensor</li> <li>Gas sensor (VOC)</li> <li>Ambient light sensor</li> <li>RGB color sensor</li> <li>Gesture sensor</li> <li>Accelerometer&nbsp;</li> <li>RGB 1.20&rdquo; rounded display</li> <li>18650 Li-Ion rechargeable battery holder</li> <li>Five RGB LEDs</li> <li>Buzzer</li> <li>Micro USB cable</li> <li>Moisture sensor</li> <li>PIR sensor</li> <li>Plug-and-play cables for the external sensors</li> <li>Plastic enclosure to attach and protect the hardware</li> <li>Access to the demo version of Arduino Cloud for Education, which includes a complete IoT getting started experience and three introductory activities and lessons.&nbsp;</li> <li>For a more comprehensive educational journey into the Internet of Things, access to 10 more step-by-step, hands-on projects, each linked to the UN&rsquo;s Sustainable Development Goals and covering the fundamentals of IoT, and to connect with Google Classroom, educators can subscribe to &nbsp;the Arduino Cloud for Education School Plan.</li> <li>Each of the 10 projects takes between 15-25 hours to complete, and can be completed over the course of a couple of weeks or a whole term or year.</li> <li>Each project contains five modules which can be completed in an order that makes sense for your classroom.</li> <li>To complete a project, students ideally need good programming skills and to have worked with sensor technologies.&nbsp;</li> <li>However, if your students are at more of a basic level, the kit also includes additional technical activities and lessons for beginners.</li> </ul> | 127.39 | EA | FVRATE20 | 1
Lab Equipment | PP00054765 | Rubber Stoppers One Hole Bot Dia 13mmP10 | <p>Pack of 10 stoppers made of superior quality rubber.</p> <p>Orange in color, with one hole.</p> <p>The durable, rubber construction is suitable for use with chemicals.</p> <p>Resistant to acids, alkalis and ammonia. Easy to clean. Stable at temperatures between &nbsp;-20&deg;C - 70&deg;C.</p> <p>Stoppers are designed for use in professional laboratories, but are perfect for a variety of applications in the home and garage.</p> <ul> <li>Bottom Diameter: 13mm</li> <li>Top Diameter: 16mm</li> <li>Length: 24mm</li> <li>Number of Holes: 1</li> <li>Temperature Range: -20&deg;C - 70&deg;C</li> <li>Pack of 10</li> </ul> <p>Please note: Extreme care must be used when inserting glass into the holes in rubber stoppers.&nbsp; See CLEAPSS for details.</p> | 1.29 | PK | FVRATE20 | 1
Lab Equipment | PP00054766 | Rubber Stoppers One Hole Bot Dia 17mmP10 | <p>Pack of 10 stoppers made of superior quality rubber.</p> <p>Orange in color, with one hole.</p> <p>The durable, rubber construction is suitable for use with chemicals.</p> <p>Resistant to acids, alkalis and ammonia. Easy to clean. Stable at temperatures between &nbsp;-20&deg;C - 70&deg;C.</p> <p>Stoppers are designed for use in professional laboratories, but are perfect for a variety of applications in the home and garage.</p> <ul> <li>Bottom Diameter: 17mm</li> <li>Top Diameter: 20mm</li> <li>Length: 26mm</li> <li>Number of Holes: 1</li> <li>Temperature Range: -20&deg;C - 70&deg;C</li> <li>Pack of 10</li> </ul> <p>Please note: Extreme care must be used when inserting glass into the holes in rubber stoppers.&nbsp; See CLEAPSS for details.</p> | 1.69 | PK | FVRATE20 | 1
Lab Equipment | PP00054767 | Rubber Stoppers One Hole Bot Dia 19mmP10 | <p>Pack of 10 stoppers made of superior quality rubber.</p> <p>Orange in color, with one hole.</p> <p>The durable, rubber construction is suitable for use with chemicals.</p> <p>Resistant to acids, alkalis and ammonia. Easy to clean. Stable at temperatures between &nbsp;-20&deg;C - 70&deg;C.</p> <p>Stoppers are designed for use in professional laboratories, but are perfect for a variety of applications in the home and garage.</p> <ul> <li>Bottom Diameter: 19mm</li> <li>Top Diameter: 22mm</li> <li>Length: 28mm</li> <li>Number of Holes: 1</li> <li>Temperature Range: -20&deg;C - 70&deg;C</li> <li>Pack of 10</li> </ul> <p>Please note: Extreme care must be used when inserting glass into the holes in rubber stoppers.&nbsp; See CLEAPSS for details.</p> | 2.35 | PK | FVRATE20 | 1
Lab Equipment | PP00054768 | Rubber Stoppers One Hole Bot Dia 21mmP10 | <p>Pack of 10 stoppers made of superior quality rubber.</p> <p>Orange in color, with one hole.</p> <p>The durable, rubber construction is suitable for use with chemicals.</p> <p>Resistant to acids, alkalis and ammonia. Easy to clean. Stable at temperatures between &nbsp;-20&deg;C - 70&deg;C.</p> <p>Stoppers are designed for use in professional laboratories, but are perfect for a variety of applications in the home and garage.</p> <ul> <li>Bottom Diameter: 21mm</li> <li>Top Diameter: 24mm</li> <li>Length: 28mm</li> <li>Number of Holes: 1</li> <li>Temperature Range: -20&deg;C - 70&deg;C</li> <li>Pack of 10</li> </ul> <p>Please note: Extreme care must be used when inserting glass into the holes in rubber stoppers.&nbsp; See CLEAPSS for details.</p> | 2.85 | PK | FVRATE20 | 1
Lab Equipment | PP00054769 | Rubber Stoppers One Hole Bot Dia 29mmP10 | <p>Pack of 10 stoppers made of superior quality rubber.</p> <p>Orange in color, with one hole.</p> <p>The durable, rubber construction is suitable for use with chemicals.</p> <p>Resistant to acids, alkalis and ammonia. Easy to clean. Stable at temperatures between &nbsp;-20&deg;C - 70&deg;C.</p> <p>Stoppers are designed for use in professional laboratories, but are perfect for a variety of applications in the home and garage.</p> <ul> <li>Bottom Diameter: 29mm</li> <li>Top Diameter: 33mm</li> <li>Length: 32mm</li> <li>Number of Holes: 1</li> <li>Temperature Range: -20&deg;C - 70&deg;C</li> <li>Pack of 10</li> </ul> <p>Please note: Extreme care must be used when inserting glass into the holes in rubber stoppers.&nbsp; See CLEAPSS for details.</p> | 4.85 | PK | FVRATE20 | 1
Lab Equipment | PP00054770 | Rubber Stoppers One Hole Bot Dia 31mmP10 | <p>Pack of 10 stoppers made of superior quality rubber.</p> <p>Orange in color, with one hole.</p> <p>The durable, rubber construction is suitable for use with chemicals.</p> <p>Resistant to acids, alkalis and ammonia. Easy to clean. Stable at temperatures between &nbsp;-20&deg;C - 70&deg;C.</p> <p>Stoppers are designed for use in professional laboratories, but are perfect for a variety of applications in the home and garage.</p> <ul> <li>Bottom Diameter: 31mm</li> <li>Top Diameter: 36mm</li> <li>Length: 35mm</li> <li>Number of Holes: 1</li> <li>Temperature Range: -20&deg;C - 70&deg;C</li> <li>Pack of 10</li> </ul> <p>Please note: Extreme care must be used when inserting glass into the holes in rubber stoppers.&nbsp; See CLEAPSS for details.</p> | 6.79 | PK | FVRATE20 | 1
Lab Equipment | PP00054771 | Rubber Stoppers One Hole Bot Dia 33mmP10 | <p>Pack of 10 stoppers made of superior quality rubber.</p> <p>Orange in color, with one hole.</p> <p>The durable, rubber construction is suitable for use with chemicals.</p> <p>Resistant to acids, alkalis and ammonia. Easy to clean. Stable at temperatures between &nbsp;-20&deg;C - 70&deg;C.</p> <p>Stoppers are designed for use in professional laboratories, but are perfect for a variety of applications in the home and garage.</p> <ul> <li>Bottom Diameter: 33mm</li> <li>Top Diameter: 38mm</li> <li>Length: 38mm</li> <li>Number of Holes: 1</li> <li>Temperature Range: -20&deg;C - 70&deg;C</li> <li>Pack of 10</li> </ul> <p>Please note: Extreme care must be used when inserting glass into the holes in rubber stoppers.&nbsp; See CLEAPSS for details.</p> | 8.49 | PK | FVRATE20 | 1
Lab Equipment | PP00054772 | Rubber Stoppers Solid Bot Dia 13mmP10 | <p>Pack of 10 stoppers made of superior quality rubber.</p> <p>Orange in color, solid.</p> <p>The durable, rubber construction is suitable for use with chemicals.</p> <p>Resistant to acids, alkalis and ammonia. Easy to clean. Stable at temperatures between &nbsp;-20&deg;C - 70&deg;C.</p> <p>Stoppers are designed for use in professional laboratories, but are perfect for a variety of applications in the home and garage.</p> <ul> <li>Bottom Diameter: 13mm</li> <li>Top Diameter: 16mm</li> <li>Length: 24mm</li> <li>Temperature Range: -20&deg;C - 70&deg;C</li> <li>Pack of 10</li> </ul> | 1.29 | PK | FVRATE20 | 1
Lab Equipment | PP00054773 | Rubber Stoppers Solid Bot Dia 15mmP10 | <p>Pack of 10 stoppers made of superior quality rubber.</p> <p>Orange in color, solid.</p> <p>The durable, rubber construction is suitable for use with chemicals.</p> <p>Resistant to acids, alkalis and ammonia. Easy to clean. Stable at temperatures between &nbsp;-20&deg;C - 70&deg;C.</p> <p>Stoppers are designed for use in professional laboratories, but are perfect for a variety of applications in the home and garage.</p> <ul> <li>Bottom Diameter: 15mm</li> <li>Top Diameter: 18mm</li> <li>Length: 24mm</li> <li>Temperature Range: -20&deg;C - 70&deg;C</li> <li>Pack of 10</li> </ul> | 1.39 | PK | FVRATE20 | 1
Lab Equipment | PP00054774 | Rubber Stoppers Solid Bot Dia: 17mmP10 | <p>Pack of 10 stoppers made of superior quality rubber.</p> <p>Orange in color, solid.</p> <p>The durable, rubber construction is suitable for use with chemicals.</p> <p>Resistant to acids, alkalis and ammonia. Easy to clean. Stable at temperatures between &nbsp;-20&deg;C - 70&deg;C.</p> <p>Stoppers are designed for use in professional laboratories, but are perfect for a variety of applications in the home and garage.</p> <ul> <li>Bottom Diameter: 17mm</li> <li>Top Diameter: 20mm</li> <li>Length: 26mm</li> <li>Temperature Range: -20&deg;C - 70&deg;C</li> <li>Pack of 10</li> </ul> | 1.69 | PK | FVRATE20 | 1
Lab Equipment | PP00054775 | Rubber Stoppers Solid Bot Dia 19mm P10 | <p>Pack of 10 stoppers made of superior quality rubber.</p> <p>Orange in color, solid.</p> <p>The durable, rubber construction is suitable for use with chemicals.</p> <p>Resistant to acids, alkalis and ammonia. Easy to clean. Stable at temperatures between &nbsp;-20&deg;C - 70&deg;C.</p> <p>Stoppers are designed for use in professional laboratories, but are perfect for a variety of applications in the home and garage.</p> <ul> <li>Bottom Diameter: 19mm</li> <li>Top Diameter: 22mm</li> <li>Length: 28mm</li> <li>Temperature Range: -20&deg;C - 70&deg;C</li> <li>Pack of 10</li> </ul> | 2.35 | PK | FVRATE20 | 1
Lab Equipment | PP00054776 | Rubber Stoppers Solid Bot Dia 21mmP10 | <p>Pack of 10 stoppers made of superior quality rubber.</p> <p>Orange in color, solid.</p> <p>The durable, rubber construction is suitable for use with chemicals.</p> <p>Resistant to acids, alkalis and ammonia. Easy to clean. Stable at temperatures between &nbsp;-20&deg;C - 70&deg;C.</p> <p>Stoppers are designed for use in professional laboratories, but are perfect for a variety of applications in the home and garage.</p> <ul> <li>Bottom Diameter: 21mm</li> <li>Top Diameter: 24mm</li> <li>Length: 28mm</li> <li>Temperature Range: -20&deg;C - 70&deg;C</li> <li>Pack of 10</li> </ul> | 2.85 | PK | FVRATE20 | 1
Lab Equipment | PP00054777 | Rubber Stoppers Solid Bot Dia 23mmP10 | <p>Pack of 10 stoppers made of superior quality rubber.</p> <p>Orange in color, solid.</p> <p>The durable, rubber construction is suitable for use with chemicals.</p> <p>Resistant to acids, alkalis and ammonia. Easy to clean. Stable at temperatures between &nbsp;-20&deg;C - 70&deg;C.</p> <p>Stoppers are designed for use in professional laboratories, but are perfect for a variety of applications in the home and garage.</p> <ul> <li>Bottom Diameter: 23mm</li> <li>Top Diameter: 26mm</li> <li>Length: 28mm</li> <li>Temperature Range: -20&deg;C - 70&deg;C</li> <li>Pack of 10</li> </ul> | 3.65 | PK | FVRATE20 | 1
Lab Equipment | PP00054778 | Rubber Stoppers Solid Bot Dia 29mmP10 | <p>Pack of 10 stoppers made of superior quality rubber.</p> <p>Orange in color, solid.</p> <p>The durable, rubber construction is suitable for use with chemicals.</p> <p>Resistant to acids, alkalis and ammonia. Easy to clean. Stable at temperatures between &nbsp;-20&deg;C - 70&deg;C.</p> <p>Stoppers are designed for use in professional laboratories, but are perfect for a variety of applications in the home and garage.</p> <ul> <li>Bottom Diameter: 29mm</li> <li>Top Diameter: 33mm</li> <li>Length: 32mm</li> <li>Temperature Range: -20&deg;C - 70&deg;C</li> <li>Pack of 10</li> </ul> | 4.85 | PK | FVRATE20 | 1
Lab Equipment | PP00054779 | Rubber Stoppers Solid Bot Dia 31mmP10 | <p>Pack of 10 stoppers made of superior quality rubber.</p> <p>Orange in color, solid.</p> <p>The durable, rubber construction is suitable for use with chemicals.</p> <p>Resistant to acids, alkalis and ammonia. Easy to clean. Stable at temperatures between &nbsp;-20&deg;C - 70&deg;C.</p> <p>Stoppers are designed for use in professional laboratories, but are perfect for a variety of applications in the home and garage.</p> <ul> <li>Bottom Diameter: 31mm</li> <li>Top Diameter: 36mm</li> <li>Length: 35mm</li> <li>Temperature Range: -20&deg;C - 70&deg;C</li> <li>Pack of 10</li> </ul> | 6.79 | PK | FVRATE20 | 1
Lab Equipment | PP00054780 | Rubber Stoppers Solid Bot Dia 33mm P10 | <p>Pack of 10 stoppers made of superior quality rubber.</p> <p>Orange in color, solid.</p> <p>The durable, rubber construction is suitable for use with chemicals.</p> <p>Resistant to acids, alkalis and ammonia. Easy to clean. Stable at temperatures between &nbsp;-20&deg;C - 70&deg;C.</p> <p>Stoppers are designed for use in professional laboratories, but are perfect for a variety of applications in the home and garage.</p> <ul> <li>Bottom Diameter: 33mm</li> <li>Top Diameter: 38mm</li> <li>Length: 38mm</li> <li>Temperature Range: -20&deg;C - 70&deg;C</li> <li>Pack of 10</li> </ul> | 8.49 | PK | FVRATE20 | 1
Lab Equipment | PP00054781 | Rubber Stoppers Two Hole Bot Dia 21mmP10 | <p>Pack of 10 stoppers made of superior quality rubber.</p> <p>Orange in color, with two holes.</p> <p>The durable, rubber construction is suitable for use with chemicals.</p> <p>Resistant to acids, alkalis and ammonia. Easy to clean. Stable at temperatures between &nbsp;-20&deg;C - 70&deg;C.</p> <p>Stoppers are designed for use in professional laboratories, but are perfect for a variety of applications in the home and garage.</p> <ul> <li>Bottom Diameter: 21mm</li> <li>Top Diameter: 24mm</li> <li>Length: 28mm</li> <li>Number of Holes: 2</li> <li>Temperature Range: -20&deg;C - 70&deg;C</li> <li>Pack of 10</li> </ul> <p>Please note: Extreme care must be used when inserting glass into the holes in rubber stoppers.&nbsp; See CLEAPSS for details.</p> | 3.15 | PK | FVRATE20 | 1
Lab Equipment | PP00054782 | Rubber Stoppers Two Hole Bot Dia 31mmP10 | <p>Pack of 10 stoppers made of superior quality rubber.</p> <p>Orange in color, with two holes.</p> <p>The durable, rubber construction is suitable for use with chemicals.</p> <p>Resistant to acids, alkalis and ammonia. Easy to clean. Stable at temperatures between &nbsp;-20&deg;C - 70&deg;C.</p> <p>Stoppers are designed for use in professional laboratories, but are perfect for a variety of applications in the home and garage.</p> <ul> <li>Bottom Diameter: 31mm</li> <li>Top Diameter: 36mm</li> <li>Length: 35mm</li> <li>Number of Holes: 2</li> <li>Temperature Range: -20&deg;C - 70&deg;C</li> <li>Pack of 10</li> </ul> <p>Please note: Extreme care must be used when inserting glass into the holes in rubber stoppers.&nbsp; See CLEAPSS for details.</p> | 7.19 | PK | FVRATE20 | 1
Physics | PP00054797 | Colour Mixing Apparatus | <p>LED Colour Mixing Apparatus</p> <p>This colour mixing apparatus consists of 3 LED Lamps that project Red, Blue and Green light. Each lamp is flexible and is connected to an individual dial that controls the brightness of the lamp.</p> <p>This apparatus comes with a 110V wall plug so no power supply is needed. The science of light and color is a fun topic which is further amplified by this colour mixing apparatus. The LEDS can be projected onto a piece of paper or wall depending on if you are doing a classroom demonstration or student group bench top experiments.</p> <ul> <li>Lights Project approx. 3 - 5 Metres (10 - 15 feet)&nbsp;</li> <li>Base Dimensions: 254cm x 406mm</li> </ul> | 113.89 | EA | FVRATE20 | 1
Appliances | PP00054812 | Guardian 3000 Hotplate Stirrer | <p>OHAUS Guardian 3000&trade; Hotplate Stirrer e-G31HS07C is designed for economical heating and stirring in all laboratory settings. The bright LCD display includes easy-to-read temperature and speed settings, intuitive icons and a prominent hot top indicator that lights up when the heater is above 40&deg;C.&nbsp;</p> <p><strong>Model:&nbsp;</strong></p> <ul> <li>e-G31HS07C</li> </ul> <p><strong>Plate Size:</strong></p> <ul> <li>17.8cm x 17.8cm</li> </ul> <p><strong>Applications:</strong></p> <ul> <li>Boiling Liquids,</li> <li>Water/Oil Bath Preparation,</li> <li>Sample and Solution Preparation,</li> <li>Dissolving Buffers and Reagents,</li> <li>Preparing Media,</li> <li>Concentrating Samples</li> </ul> <p><strong>Display:</strong></p> <ul> <li>Backlit LCD Display for temperature and speed</li> <li>Green indicator lights when unit is heating and stirring</li> <li>Prominent hot top indicator light</li> <li>Probe in use icon</li> <li>Single Point Calibration icon</li> </ul> <p><strong>Operation:</strong></p> <ul> <li>Stirring from 80 to 1600 rpm,</li> <li>Ambient temperature range from +5&deg;C to 500&deg;C</li> <li>Power cord (included),</li> <li>Includes PTFE-coated stir bar</li> </ul> <p><strong>Construction:</strong></p> <ul> <li>Durable metal housing,</li> <li>PET front panel,</li> <li>Control knobs,</li> <li>On/off switch for heater disconnect,</li> <li>Built-in support rod holder,</li> <li>Easy-to-clean ceramic top</li> </ul> <p><strong>Design Features:</strong></p> <ul> <li>Hot top indicator light to protect user; green indicator lights illuminate when unit is heating and stirring; temperature probe connector for use with optional temperature probe</li> </ul> | 449.95 | EA | FVRATE20 | 1
Dens | PP00054946 | Rubber Mallet | <p>This Rubber Mallet with hardwood shaft is the ideal tool to hammer home your tent pegs and fastenings when building dens or camps with friends. Manufactured with a heavy duty rubber head, that's securely fitted to a hardwood shaft by a fixed pin</p> <ul> <li> <p>lifetime warranty against faulty materials and workmanship</p> </li> </ul> <p>Age suitability: 3 years+&nbsp;&nbsp;</p> | 8.69 | EA | FVRATE20 | 1
Glassware, Plastics & Ceramics | PP00055031 | Academy NNeck Conical Flask 500ml P6 | <p>Academy glassware is manufactured from Borosilicate glass and has been designed for general laboratory use. It provides an economical alternative to more expensive brands, without compromising on quality.</p> <ul> <li>Volume: 500ml</li> <li>Pack of 6</li> <li>Neck Diameter: 36mm</li> <li>Base Diameter: 103mm</li> <li>Height: 184mm</li> <li>Bung Size: 33 - B8A82661</li> </ul> | 10 | PK | FVRATE20 | 1
Computing & ICT | PP00055111 | Kodak Luma 350 Portable Smart Projector | <p>Kodak Luma 350 Portable Smart Projector.</p> <p>Easily and wirelessly connect to any mobile device for seamless screen mirroring.</p> <p>Compact design at 4.4 x 4.4 x 1.1 in. 350 Lumens, 200 inch screen.</p> <p>Supports 4K HDR Video Built-in 3W speaker. 3.5 mm headphone jack. Input connections are either HDMI or USB. Android OS plus Interface. Quad-Core 64-bit Processor. 1GB RAM, 8GB ROM.</p> <p>Built-in rechargeable battery.</p> | 489.99 | EA | FVRATE20 | 1
Computing & ICT | PP00055113 | Kodak Luma 75 Portable Pocket Projector | <p>Kodak Luma 75 Portable Pocket Projector projects vivid images and videos directly onto any surface.</p> <p>Compact design at 3 x 3 x 0.8 in. 75 Lumens. 640 x 360 native resolution. 80 in. display from 12 feet away, 40 in. display from 6 feet away. 3.5 mm headphone jack. HDMI, microSD or USB</p> <p>Built-in rechargeable battery</p> | 249.99 | EA | FVRATE20 | 1
Computing & ICT | PP00055114 | Kodak Luma 150 Portable Projector | <p>The Wi-Fi- enabled KODAK LUMA 150 PORTABLE WIRELESS PROJECTOR allows you to ditch the wires and instantly mirror smartphone screens, so you can play big-screen movies anywhere, at the click of a button.</p> <p>Stream movies, games, and more from wireless or wired HDMI devices.</p> | 349.99 | EA | FVRATE20 | 1
Computing & ICT | PP00055115 | Kodak Luma 450 Portable Projector | <p>Experience the peak of projection perfection with the KODAK LUMA 450.</p> <p>Instantly stream your favorite movies and shows in crisp, beautiful HD on a screen that expands up to 150Inch.</p> <p>The built-in Android OS includes a selection of pre-installed apps, screen mirroring capabilities, and much more.</p> | 749.99 | EA | FVRATE20 | 1
Computing & ICT | PP00055117 | Arduino Engineering Kit Rev2 | <p>Challenge engineering students and help them develop mechatronic engineering skills with the Arduino Engineering Kit Rev2.</p> <p>This kit provides extensive learning outcomes, giving students a strong understanding of basic engineering concepts through fun projects that create an&nbsp; outcome-driven learning environment. Students are able to connect what they learn with real-world industries, are encouraged to think critically, and improve their depth of knowledge by learning theoretical concepts through experimentation.</p> <p>The kit is a practical, versatile, hands-on learning tool that demonstrates key control system concepts, core aspects of mechatronics, and MATLAB and Simulink programming.</p> <p>Ideal for advanced high school and college students. This kit provides extensive learning outcomes, giving students a strong understanding of basic engineering concepts through fun projects that create a collaborative learning environment. Students are able to connect what they learn with real-world industries, are encouraged to think critically, and improve their depth of knowledge by learning theoretical concepts through experimentation.</p> <p>Featuring cutting-edge technology, the kit is a practical, hands-on learning tool that demonstrates core aspects of mechatronics, MATLAB and Simulink programming and key engineering skills. Ideal for advanced high school and college students, the projects cover the basics of model-based design, control systems, image processing, robotics, signal processing, and more - plus they&rsquo;re fun to do!</p> <p>The kit includes all the physical components you need, including learning materials and software, to build three projects. There&rsquo;s online step-by-step guidance, so it&rsquo;s ideal for students working in small groups or for facilitating remote learning. In addition to the three projects, students have the freedom to experiment, design, and develop new solutions using the software and hardware components in the kit, which are some of the tools that are used in the industry and help students learn valuable career skills they&rsquo;ll use in the future.</p> | 266.49 | EA | FVRATE20 | 1
Biology | PP00055212 | Basic Respiration Slide Set | <p>A basic set of 3 prepared microscope slides which can be used to introduce the Respiratory System and its associated structures. Suitable for use at primary level to introduce microscopy and for Key Stage 3 and GCSE use during the Respiration topic.</p> <p>Slide set contains 1 each of the following slides:</p> <ul> <li>Lung, thin section</li> <li>Trachea</li> <li>Bronchus</li> </ul> <p>All slides are also available to purchase separately</p> | 27.29 | EA | FVRATE20 | 1
First Aid | PP00055228 | HypaClens Economy Eyewash Cabinet | <p>The HypaClens Economy Eye Wash Cabinet is a cost-effective solution for eye safety in the workplace.</p> <ul> <li>The wall-mountable kit comes supplied with two 500ml HypaClens Eye Wash bottles ideal for irrigating eyes that have been contaminated with smoke, dust or chemicals.</li> <li>The cabinet is supplied with a wall bracket for easy mounting, and can be replenished with HypaClens 500ml Eye Wash bottles.</li> <li>HSE guidelines state that at least 1 litre of eye wash should be available at any given time in work environments where flying debris or chemicals could pose a danger to the eye.</li> <li>Following eye contamination with chemicals or small particles, you should wash the eye out with either clean water or sterile fluid from a sealed container for at least 10 minutes.</li> <li>The HypaClens Sterile Eye Wash is intended as a substitute for clean running water in first aid situations &mdash; each bottle should only be used once. After the initial use of the bottle, its contents can no longer be considered sterile and could pose a risk of infection.</li> <li>After use, any excess fluid remaining in the bottle should be discarded.</li> </ul> | 12.89 | EA | FVRATE20 | 1
First Aid | PP00055230 | Hypasoothe Burn Sachet 6g - Pack of 20 | <p>The HypaSoothe Emergency Burn Gel is a sterile wound hydrogel that facilitates moist wound healing for minor burns.</p> <ul> <li>The gel re-hydrates necrotic tissue while loosening and absorbing slough and exudate.</li> <li>The gel is suitable for use on 1st and 2nd degree burns.</li> <li>It soothes burns and reduces the likelihood of scarring by creating an ideal wound healing environment.</li> <li>High cohesion means the gel is easily removed, even after the absorption of debris and exudate.</li> <li>Usage:- Cool the burn with water- Gently dry the skin around the wound and apply the gel- Cover the wound with a secondary dressing</li> <li>Caution:- For external use only- Do not reuse gel that has already been applied- Do not use if packaging is broken- In the case of an allergic reaction, stop usage and consult a healthcare professional.</li> </ul> | 9.69 | PK | FVRATE20 | 1
First Aid | PP00055253 | Burns Stop Burn Bottle 50ml | <p>The HypaSoothe Emergency Burn Gel is a sterile wound hydrogel that facilitates moist wound healing for minor burns.</p> <ul> <li>Re-hydrates necrotic tissue while loosening and absorbing slough and exudate.</li> <li>Suitable for use on 1st and 2nd degree burns. It soothes burns and reduces the likelihood of scarring by creating an ideal wound healing environment.</li> <li>High cohesion means the gel is easily removed, even after the absorption of debris and exudate.</li> <li>Usage:- Cool the burn with water- Gently dry the skin around the wound and apply the gel- Cover the wound with a secondary dressing.</li> <li>Caution:- For external use only- Do not reuse gel that has already been applied. Do not use if packaging is broken. In the case of an allergic reaction, stop usage and consult a healthcare professional.</li> </ul> | 5.39 | EA | FVRATE20 | 1
First Aid | PP00055257 | Mini HypaSoothe Burns Kit in Wallet | <p>The HypaSoothe Burns Kit is designed to provide rapid treatment to minor burn injuries.</p> <ul> <li>It contains HypaSoothe burn dressings and gels which require no pre-cooling.</li> <li>The kit is supplied in a portable and lightweight vinyl wallet.</li> </ul> | 13.89 | EA | FVRATE20 | 1
Biology | PP00055265 | Basic Reproductive Slide Set | <p>Slide set contains 1 each of the following slides:</p> <ul> <li>Human Spermatozoa</li> <li>Human Testis</li> <li>Ovary, thin section</li> <li>Ovary, pregnant</li> <li>Uterus, pregnant</li> </ul> <p>All slides are available to purchase separately.</p> | 50.75 | EA | FVRATE20 | 1
Biology | PP00055266 | Basic Mycology Slide Set | <p>A basic set of 5 prepared microscope slides giving an introduction to Mycology, including a selection of yeast and fungi. Suitable for use in schools and also for those who are interested in Mycology as a hobby.</p> <p>Slide set contains 1 each of the following slides:</p> <ul> <li>Rhizopus stolonifera</li> <li>Brewer&rsquo;s Yeast</li> <li>Agaricus campestris</li> <li>Pencillium, with Hyphae and Conidiospores</li> <li>Aspergillus sp. Section</li> </ul> <p>All slides are available to purchase separately</p> | 37.75 | EA | FVRATE20 | 1
Biology | PP00055273 | Key Stage 3 General Slide Set | <p>A comprehensive set of 12 prepared microscope slides chosen to reflect the Key Stage 3 Science curriculum and the general assortment of microscopy experiments involved. A range of microscope slides from plants, animals, protozoa and fungi are included. A great all-round introductory set that could also be used at a Primary Level to introduce microscopy.</p> <p>Slide set contains 1 each of the following slides:</p> <ul> <li>Ligustrum (privet) Leaf TS</li> <li>Helianthus Stem &ndash; LS/TS comparison slide</li> <li>Zea Maize Root TS</li> <li>Buxus, Lower Epidermis for Stomata</li> <li>Squamous Epithelium (buccal smear)</li> <li>Human Blood Smear (stained)</li> <li>Artery &amp; Vein, comparison slide</li> <li>Heart, showing chambers and valves</li> <li>Lung, thin section</li> <li>Euglena Viridis</li> <li>Amoeba</li> <li>Brewer&rsquo;s Yeast</li> </ul> <p>All slides are also available to purchase separately.</p> | 92.95 | EA | FVRATE20 | 1
Biology | PP00055274 | Basic Human Body Slide Set | <p>A set of 8 prepared microscope slides chosen to introduce the main structures of the Human Body. The slides have been chosen to reflect the Key Stage 3 and GCSE curriculum but could also be used at primary level to introduce microscopy and the Human Body.</p> <p>Slide set contains 1 each of the following slides:</p> <ul> <li>Human Blood Smear, stained</li> <li>Artery and Vein, comparison slide</li> <li>Heart, showing chambers and valves</li> <li>Lung, thin section</li> <li>Small Intestine, general structure</li> <li>Kidney, thin section</li> <li>Eye of Mammal</li> <li>Skin, with sweat glands</li> </ul> <p>All slides are also available to purchase separately.</p> | 79.05 | EA | FVRATE20 | 1
Biology | PP00055277 | Dicot Plant Slide Set | <p>An introductory trio of microscope slides which show transverse sections of the different structures of a dicotyledon plant (Helianthus &ndash; Sunflower).</p> <p>Slide set contains 1 each of the following slides:</p> <ul> <li>Helianthus Leaf TS</li> <li>Helianthus old root TS</li> <li>Helianthus Stem TS</li> </ul> <p>This set could be purchased alongside our Monocot Plant Slide Set for a comparison between the structures of a Monocot and Dicot plant.</p> <p>All slides are available to purchase separately.</p> | 21.85 | EA | FVRATE20 | 1
Biology | PP00055278 | Monocot Plant Slide Set | <p>An introductory trio of prepared microscope slides which show transverse sections of the different structures of a monocotyledon plant (Zea - Maize)</p> <p>Slide set contains 1 each of the following slides:</p> <ul> <li>Zea (maize) Leaf TS</li> <li>Zea (maize) root TS</li> <li>Zea (maize) Stem TS</li> </ul> <p>This set could be purchased alongside our Dicot Plant Slide Set for a comparison between the structures of a Monocot and Dicot plant.</p> <p>All slides are available to purchase separately.</p> | 24.05 | EA | FVRATE20 | 1
Lab Equipment | PP00055294 | Neoprene Tubing Butt Ended 450mm Long | <p>For laboratory burners.</p> <ul> <li>Internal Diameter: 5mm</li> <li>External Diameter: 8mm</li> <li>Length: 450mm</li> </ul> | 4.85 | EA | FVRATE20 | 1
Lab Equipment | PP00055295 | Neoprene Tubing Butt Ended 600mm Long | <p>For laboratory burners.</p> <ul> <li>Internal Diameter: 5mm</li> <li>External Diameter: 8mm</li> <li>Length: 600mm</li> </ul> | 5.05 | EA | FVRATE20 | 1
Lab Equipment | PP00055297 | Neoprene Tubing Butt Ended 900mm Long | <p>For laboratory burners.</p> <ul> <li>Internal Diameter: 5mm</li> <li>External Diameter: 8mm</li> <li>Length: 900mm</li> </ul> | 5.79 | EA | FVRATE20 | 1
Lab Equipment | PP00055298 | Neoprene Rubber Tubing 2mmWall8mmBore 1m | <p>For use with butane/propane gas burners. Neoprene tubing has increased life expectancy compared to natural rubber.</p> <ul> <li>Bore: 8mm</li> <li>Wall: 2mm</li> <li>Length: 1M</li> </ul> | 3.79 | EA | FVRATE20 | 1
Filing & Folders | PP00055485 | Report File A4 Red - Pack of 25 | <ul> <li>Standard quality A4 polypropylene folders</li> <li>Full length title and indexing strip</li> <li>Clear cover to the front</li> <li>Flexible opaque back</li> <li>Flat bar filing mechanism for punched papers</li> <li>Red</li> <li>Also available in purple, blue, grey, black, yellow and green or an assorted pack of 25 containing 5 each of black, blue, green, red and yellow</li> <li>Pack of 25</li> <li>Image shows punched files - please note the stock sent will not be punched</li> </ul> | 9.09 | PK | FVRATE20 | 1
Filing & Folders | PP00055486 | Report File A4 Purple - Pack of 25 | <ul> <li>Standard quality A4 polypropylene folders</li> <li>Full length title and indexing strip</li> <li>Clear cover to the front</li> <li>Flexible opaque back</li> <li>Flat bar filing mechanism for punched papers</li> <li>Purple</li> <li>Also available in red, blue, grey, black, yellow and green or an assorted pack of 25 containing 5 each of black, blue, green, red and yellow</li> <li>Pack of 25</li> <li>Image shows punched files - please note the stock sent will not be punched</li> </ul> | 9.09 | PK | FVRATE20 | 1
Lab Equipment | PP00055552 | Automatic Wire Strippers | <p>These automatic wire strippers are powder coated steel frame with self-adjusting mechanism and adjustment dial for different cable insulations. For cutting &amp; stripping wire and cable from 0.5mm to 0.6mm.</p> | 6.09 | EA | FVRATE20 | 1
Physics | PP00055553 | Hookes Law Apparatus | <p><em><strong>Please Note: Masses are not included</strong></em></p> <p><em></em>Hooke's Law Apparatus</p> <p>The Hooke's Law Apparatus is used to demonstrate that the relationship between the extension on a spring is proportional to the load applied to it. The apparatus consists of a high quality, 120mm scale that is mounted on a simple stand and base. A combined mass hanger/pointer is provided and is connected to the suspended spring to allow easy reference to the scale.</p> <ul> <li>Supplied without masses.</li> </ul> | 41.45 | EA | FVRATE20 | 1
Glassware, Plastics & Ceramics | PP00055581 | Pyrex Flat Bottom Evap Basin 90ml P10 | <p>Pyrex&reg; flat bottom evaporating basin made from chemically and thermally resistant Borosilicate glass, with spout.</p> <ul> <li>Capacity: 90ml</li> <li>Pack of 10</li> </ul> | 90.95 | PK | FVRATE20 | 1
Glassware, Plastics & Ceramics | PP00055584 | Simax Glass Measuring Cylinder 25ml | <p>Simax&reg; glass measuring cylinders with graduations and inscriptions in permanent amber stain, screen printed. Borosilicate glass which offers good chemical resistance.</p> <ul> <li>Volume: 25ml</li> <li>Height: 160mm</li> </ul> | 5.49 | EA | FVRATE20 | 1
Glassware, Plastics & Ceramics | PP00055588 | Simax Glass Measuring Cylinder 50ml | <p>Simax&reg; glass measuring cylinders with graduations and inscriptions in permanent amber stain, screen printed. Borosilicate glass which offers good chemical resistance.</p> <ul> <li>Volume: 50ml</li> <li>Height: 195mm</li> </ul> | 5.79 | EA | FVRATE20 | 1
Physics | PP00055642 | Owon 100mhz Oscilloscope | <p>The SDS1102 Digital Oscilloscope from Owon offers reliable measurement technology for a great price.</p> <p>It is ideal for the workshop, hobbies or educational use.</p> <p>The 7" colour TFT LCD panel with a resolution of 800 x 480 allows excellent readability of the waveforms. It offers a 100MHz bandwidth, a sampling rate of 1GS / s in dual channel and a memory depth of 10K.</p> <ul> <li>Supports SCPI and LabVIEW communications protocols.</li> <li>Includes a USB port for connection to PC and as a host to connect a USB drive.</li> <li>Supplied with 2 probes, USB cable, PC software, power cable and user manual.</li> </ul> <p>Specification:</p> <ul> <li>Bandwidth: 100MHz</li> <li>Sampling: 1GS / s&nbsp;</li> <li>Display: 7" colour TFT display 800x480 pixels</li> <li>Memory: 10K</li> <li>Maximum voltage: 400V (peak)</li> <li>Time base: 2 nS / Div at 100 s / Div</li> <li>Voltage difference and Time difference between cursors</li> <li>Vpp, Vmax, Vmin, Vtop, Vamp, Vamp, Vavg, Vrms, Overshoot, Preshoot, Freq, Period, Rise Time, Fall Time, Delay A? B Rising Edge, Delay A? B Falling Edge, + Width, -Width, + Duty, -Duty</li> <li>Interfaces: USB PC Connection, USB Host for pendrives</li> <li>Dimensions: (W)301mm x (H)152mm x (D)70mm</li> <li>Weight: 1.10kg</li> <li>Shipping Weight 1.6 kg</li> </ul> | 273.65 | EA | FVRATE20 | 1
First Aid | PP00055669 | Double Eye Wash Station Blue Aura3 Box | <ul> <li>Deluxe version with eye pods and insert.</li> <li>Sodium Chloride 0.9%w/v Ph.Eur Eye Wash</li> <li>Wall-mountable with integrated bracket</li> <li>Enables fast and effective treatment.</li> <li>Meets current HSE regulations.</li> <li>Box is 100% recycled and recyclable plastic.</li> </ul> | 14.49 | EA | FVRATE20 | 1
First Aid | PP00055670 | Burns First Aid Kit in Orange Aura3 Box | <ul> <li>Specifically stocked for treating burns.</li> <li>Provides fast and effective treatment.</li> <li>Box is 100% recycled and recyclable plastic.</li> <li>Meets current HSE guidelines.</li> <li>Includes integral bracket.</li> </ul> | 18.99 | EA | FVRATE20 | 1
First Aid | PP00055671 | Reliwash Eye Care Point Complete | <ul> <li>100% recycled and recyclable.</li> <li>Easy access.</li> <li>Large, shatterproof mirror.</li> <li>Illustrated instructions, so no translation required.</li> <li>Uses 47% less wall space.</li> </ul> <p>* Excludes label and product packaging.</p> | 22.99 | EA | FVRATE20 | 1
First Aid | PP00055672 | Reliwash Eye Care Pod Station Complete | <ul> <li>Ideal for eye irrigation in the workplace or at home.</li> <li>Sterile saline solution.</li> <li>Twist and squeeze for easy and quick application.</li> <li>For use on minor eye irritations only.</li> </ul> | 14.99 | EA | FVRATE20 | 1
Primary Science | PP00055688 | Rain Gauge Pk10 | <p>A simple gauge in translucent material calibrated in inches and millimetres.</p> <p>Supplied complete with rainfall chart.</p> <p>Pack of 10.</p> | 55.99 | PK | FVRATE20 | 1
Physics | PP00055742 | Fibre Optics | <p>This set provides a rugged, self-contained system for demonstrating and using a fibre optics data transmission.</p> <p>The transmitter offers a choice of modulation &ndash; a variable frequency audio tone and a 250 kHz square wave for speed of light investigations. The receiver contains a user variable gain amplifier with integral loudspeaker as well as direct monitoring sockets for an oscilloscope.</p> <p>The fibre optics system is completed with 5m and 20m sheathed polymer optical fibre coils terminated with clip housings to mate with the transmitter and receiver units. The wavelength used is in the visible red part of the spectrum and with the modulation set at 1 Hz the pulsing beam can be easily seen so that the fibre optic principle can easily be demonstrated.</p> <p>This apparatus allows students to explore many aspects of fibre-optics starting from the physical principles involved to applications such as data transmission. There is provision to use the apparatus to measure the speed of light through the fibre provided that adequate electronics facilities are available.</p> <p><strong>Applications:</strong></p> <ul> <li>Optics</li> <li>Total internal reflection</li> <li>Data transmission and communication</li> <li>Speed of light (using a 10 or 20 MHz Dual Beam Oscilloscope - not included)</li> </ul> <p>Full instructions supplied.</p> | 351.29 | EA | FVRATE20 | 1
Biology | PP00055743 | Model Plant and Animal Cell Comparison | <p>Typical Plant and Animal Cells are displayed on bases for comparison.</p> <p>Used to show similarities and differences, and point out structures and organelles of each cell.</p> <ul> <li>Plant Cell Dimensions: (H)152mm x (W) 127mm (with 11 identifiable structures)</li> <li>Animal Cell Dimensions: (H) 152mm x (W) 152mm (with 13 identifiable structures)</li> </ul> | 71.95 | EA | FVRATE20 | 1
Lab Equipment | PP00055760 | Night Lights Pack of 100 | <p>A pack of 100 long burning tea light candles. Each come with separate foil tray.&nbsp;&nbsp;Each tea light can burn for four hours.</p> <ul> <li>Dimensions: Diameter: 4cm, Height: 1.5cm</li> <li>Fit under the night light stand</li> </ul> | 18.69 | PK | FVRATE20 | 1
Chemistry | PP00055764 | Structure and Bonding Kit by PHE | <p>The Philip Harris Structure and Bonding Kit gives your students a powerful tool to aid their understanding of atomic structure, the periodic table and each element's place within it.</p> <p>By using this kit students can explore, as individuals or as a group, atomic structure with enough components to build two atoms up to Atomic number 20 (i.e. calcium).</p> <p>The model consists of magnetic pieces that together allow students to gradually build up the nucleus and orbitals as required for the atom being modelled.</p> <p>Additionally the kit enables modelling of the three types of bonding taught at GCSE as well as the ability to explore isotopes.</p> <p>Kit can be assembled on the desk, or on a magnetic whiteboard (not included)</p> | 35.55 | EA | FVRATE20 | 1
Site Maintenance | PP00055835 | Energizer AA Max Plus Batteries - P20 | <p>Introducing Energizer's all new alkaline range, Max Plus! With guaranteed high performance, these batteries are perfect for providing long-lasting energy to high-drain devices.</p> <ul> <li>More power, less waste: up to 130% longer lasting meaning fewer battery replacements</li> <li>Up to 12 years in storage, also features in-device leakage protection</li> <li>Plastic-free packaging, supports responsible forestry</li> <li>Pack of 20</li> </ul> | 16.99 | PK | FVRATE20 | 1
Site Maintenance | PP00055844 | Energizer AAA Max Plus Batteries - P20 | <p>Introducing Energizer's all new alkaline range, Max Plus! With guaranteed high performance, these batteries are perfect for providing long-lasting energy to high-drain devices.</p> <ul> <li>More power, less waste: up to 130% longer lasting meaning fewer battery replacements</li> <li>Up to 12 years in storage, also features in-device leakage protection</li> <li>Plastic-free packaging, supports responsible forestry</li> <li>Pack of 20</li> </ul> | 16.99 | PK | FVRATE20 | 1
Lab Equipment | PP00055981 | Philip Harris Balance - 620g x 0.01g | <p>The Philip Harris PH622 Lab Balance is a high-precision instrument designed for educational settings, providing an ideal solution for teaching students about the concepts of measurement, mass, and weight. It is robust and portable, making it perfect for classroom environments.</p> <ul> <li>Intuitive and easy-to-use, this durable classroom balance comes equipped with three weighing units: grams, ounces, and Newtons, allowing for versatile measurement applications.</li> <li>Space-saving design enables easy stacking for efficient storage and transport.</li> <li>Features include overload protection and a robust ABS case with adjustable feet to ensure stability during use.</li> <li>Operational modes include percentage weighing and parts counting, catering to a wide range of educational activities.</li> <li>Securely mount with the lock-down mounting slot and track our usage with the capacity tracker feature.</li> <li>Energy-efficient with an auto power-off function and dual tare keys for convenience.</li> <li>Comes with a mains power adapter, but also supports optional AA battery power for flexibility.</li> <li>Power Supply compatible with 100VAC-250VAC for adaptable use in various educational settings.</li> </ul> <p><strong>Specifications:</strong></p> <ul> <li>Maximum Capacity: 620g</li> <li>Readability: 0.01g</li> <li>Repeatability: &plusmn;0.02g</li> <li>Linearity: &plusmn;0.03g</li> <li>Stabilisation Time: 2 seconds</li> <li>Operating Temperature: 0 - 40&deg;C</li> <li>Overall Dimensions: 178mm x 257mm x 84mm</li> <li>Weight: 870g</li> </ul> <p>This versatile lab balance is suitable for weighing applications up to 620g, with precision to two decimal places, supporting key educational stages such as Key Stage 3, GCSE, and A-Level studies.</p> | 82.95 | EA | FVRATE20 | 1
Lab Equipment | PP00055986 | Philip Harris Balance - 1000g x 0.1g | <p>For simple classroom weighing, choose the Philip Harris PH1001. This intuitive classroom balance is suitable for older and younger pupils alike, providing accurate weight readings up to 1000g reading to 1 decimal place, along with wipe-clean grade 304 stainless steel pan and just three buttons.</p> <ul> <li>Compact portable balance for both younger and older pupils</li> <li>Durable design, suitable for daily classroom use</li> <li>3 weighing units (g, lb, oz)</li> <li>Bright green, backlit LCD display shows clear results</li> <li>Simple keypad for users of all ages</li> <li>Grade 304 stainless steel removable top pan for easy cleaning</li> <li>2-year warranty</li> <li>Batteries included</li> </ul> <p><strong>Specification:</strong></p> <ul> <li>Maximum Capacity: 1000g</li> <li>Readability: 0.1g</li> <li>Units: g, lb, oz</li> <li>Stabilisation Time: 2 seconds</li> <li>Operating Temperature: 0 - 40&deg;C</li> <li>Power Supply: 2 x AA Batteries</li> <li>Calibration Mass: 1000g</li> <li>Display Size: 5mm x 12mm</li> <li>Pan Size: 130mm diameter</li> <li>Overall Dimensions: 160mm x 210mm x 65mm</li> <li>Weight: 385g</li> </ul> | 36.55 | EA | FVRATE20 | 1
Lab Equipment | PP00055988 | Philip Harris Balance - 420g x 0.001g | <p>With intuitive features, handy printer/PC connectivity and superb accuracy, the Philip Harris PH423e precision balance is one of our most capable laboratory balances. Suitable for advanced weighing and measuring tasks in school, college and University laboratories, it shows weight readings clearly on its large, bright display. A draft shield helps to prevent disturbances affecting weight readings, and the grade 304 stainless steel pan is easy to clean. Multiple weighing modes such as Percentage Weighing, Check weighing, Density Determination and Parts Counting make this a truly professional lab balance &ndash; and all results can be exported via RS-232 or USB.</p> <p>The PH423e is an intuitive, high accuracy, professional precision balance.</p> <p><strong>Features:</strong></p> <ul> <li>External menu-driven calibration allowing user-selectable range of calibration weights.</li> <li>Internal calibration (option) for outstanding accuracy without the need for manual calibration.</li> <li>Mains powered.</li> <li>Wipe clean ABS plastic housing with 304 grade stainless steel pan.</li> <li>Large easy to read dual line LCD display with backlight.</li> <li>Standard applications include weighing, percentage weighing, parts counting,dynamic (animal) weighing and solid and liquid density determination.</li> <li>Bi-directional RS-232 interface and USB interface as standard.</li> <li>Can be configured to print a GLP Compliant report after each calibration to include the time, date, balance number and a verification of the calibration.</li> <li>Force-restoration mechanism for supreme accuracy, or alloy load cell technology for stable yet accurate weighing.</li> <li>Automatic temperature compensation.</li> <li>Multiple weighing units.</li> <li>Easy to use, wipe-clean sealed membrane keypad.</li> <li>Below balance weighing facility (accessory hook required).</li> <li>Display in a choice of 4 languages &ndash; English, German, French &amp; Spanish.</li> <li>Password protection.</li> <li>Security locking point.</li> <li>Draft shield for added accuracy</li> <li>5-year warranty</li> </ul> <p><strong>Specifications:</strong></p> <ul> <li>Maximum Capacity: 420g</li> <li>Readability: 0.001g</li> <li>Repeatability: 0.002g</li> <li>Linearity: &plusmn;0.003g</li> <li>Stabilisation Time: (typically) 3 seconds</li> <li>Operating Temperature: 15&deg;C - 35&deg;C recommended, 40% - 60% Relative Humidity (non condensing)</li> <li>Calibration Masses: 50g, 100g, 200g, 400g</li> <li>Draft Shield Dimensions: 198mm x 212mm x 240mm</li> <li>Pan Size: 120mm diameter</li> <li>Overall Dimensions: 228mm x 377mm x 333mm</li> <li>Weight: 4.3kg&nbsp;</li> </ul> <p><strong>Weighing Modes and Units:</strong></p> <ul> <li>Multiple weighing units &ndash; g, mg, ct, GN, lb, oz, dwt, mm, ozt, tl.H, tl.S, tl.T, T, custom unit</li> <li>Parts Counting mode</li> <li>Percentage Weighing mode</li> <li>Checkweighing mode</li> <li>Check Counting mode</li> <li>Density Determination mode</li> <li>Dynamic Weighing mode</li> </ul> | 506.75 | EA | FVRATE20 | 1
Lab Equipment | PP00055989 | Philip Harris Balance - 210g x 0.0001g | <p>For ultimate accuracy in weighing, choose the Philip Harris PH214e precision balance. Its superb 0.0001g accuracy and 5-year warranty make it our most capable and reliable precision balance. Intuitive features make it suitable for advanced weighing and measuring tasks in School, College and University laboratories. Weight readings appear clearly on its large, bright display, and a draft shield helps to prevent disturbances affecting weight readings. Multiple weighing modes such as Percentage Weighing, Check weighing, Density Determination and Parts Counting make this a truly professional lab balance &ndash; and all results can be exported via RS-232 or USB.</p> <p>The PH214e is an intuitive, high accuracy, professional precision balance.</p> <p><strong>Features:</strong></p> <ul> <li>External menu-driven calibration allowing user-selectable range of calibration weights.</li> <li>Internal calibration (option) for outstanding accuracy without the need for manual calibration.</li> <li>Mains powered.</li> <li>Wipe clean ABS plastic housing with 304 grade stainless steel pan.</li> <li>Large easy to read dual line LCD display with backlight.</li> <li>Standard applications include weighing, percentage weighing, parts counting,dynamic (animal) weighing and solid and liquid density determination.</li> <li>Bi-directional RS-232 interface and USB interface as standard.</li> <li>Can be configured to print a GLP Compliant report after each calibration to include the time, date, balance number and a verification of the calibration.</li> <li>Force-restoration mechanism for supreme accuracy, or alloy load cell technology for stable yet accurate weighing.</li> <li>Automatic temperature compensation.</li> <li>Multiple weighing units.</li> <li>Easy to use, wipe-clean sealed membrane keypad.</li> <li>Below balance weighing facility (accessory hook required).</li> <li>Display in a choice of 4 languages &ndash; English, German, French &amp; Spanish.</li> <li>Password protection.</li> <li>Security locking point.</li> <li>Draft shield for added accuracy</li> <li>5-year warranty</li> </ul> <p><strong>Specifications:</strong></p> <ul> <li>Maximum Capacity: 210g</li> <li>Readability: 0.0001g</li> <li>Repeatability: 0.0002g</li> <li>Linearity: &plusmn;0.0003g</li> <li>Stabilisation Time: (typically) 3 seconds</li> <li>Operating Temperature: 15&deg;C - 35&deg;C recommended, 40% - 60% Relative Humidity (non condensing)</li> <li>Calibration Masses: 50g, 100g x 3</li> <li>Draft Shield Dimensions: 198mm x 212mm x 240mm</li> <li>Pan Size: 80mm diameter</li> <li>Overall Dimensions: 228mm x 377mm x 333mm</li> <li>Weight: 5.9kg&nbsp;</li> </ul> <p><strong>Weighing Modes and Units:</strong></p> <ul> <li>Multiple weighing units &ndash; g, mg, ct, GN, lb, oz, dwt, mm, ozt, tl.H, tl.S, tl.T, T, custom unit</li> <li>Parts Counting mode</li> <li>Percentage Weighing mode</li> <li>Checkweighing mode</li> <li>Check Counting mode</li> <li>Density Determination mode</li> <li>Dynamic Weighing mode</li> </ul> | 812.45 | EA | FVRATE20 | 1
9x7" | PP00056005 | CM 9x7 120pg 8mm Ruled Marg Red P50 | <p>Our NEW Premium Classmates exercise books are made from materials that are sourced from sustainable European forests. All books feature 75gsm white scholastic paper with solvent free water based inks used on all rulings. The 225gsm covers feature a new bright mottled finish and are 100% recyclable. These books can be used in all Educational settings and the coloured cover can also help to identify specific subject areas.</p> <p>We are passionate about the environment and ensure that the books are strapped using paper bands, thus allowing us to remove all plastic from the packaging.</p> <ul> <li>Cover - Red 225gsm</li> <li>Paper - White 75gsm</li> <li>Size - 9" x 7"</li> <li>Ruling - 8mm Ruled with Margin</li> <li>Number of pages - 120</li> <li>Pack - 50</li> </ul> | 36.99 | PK | FVRATE20 | 1
9x7" | PP00056012 | CM 9x7 120pg 8mm Ruled Marg Blue P50 | <p>Our NEW Premium Classmates exercise books are made from materials that are sourced from sustainable European forests. All books feature 75gsm white scholastic paper with solvent free water based inks used on all rulings. The 225gsm covers feature a new bright mottled finish and are 100% recyclable. These books can be used in all Educational settings and the coloured cover can also help to identify specific subject areas.</p> <p>We are passionate about the environment and ensure that the books are strapped using paper bands, thus allowing us to remove all plastic from the packaging.</p> <ul> <li>Cover - Blue 225gsm</li> <li>Paper - White 75gsm</li> <li>Size - 9" x 7"</li> <li>Ruling - 8mm Ruled with Margin</li> <li>Number of pages - 120</li> <li>Pack - 50</li> </ul> | 36.99 | PK | FVRATE20 | 1
9x7" | PP00056014 | CM 9x7 120pg 8mm Ruled Marg Green P50 | <p>Our NEW Premium Classmates exercise books are made from materials that are sourced from sustainable European forests. All books feature 75gsm white scholastic paper with solvent free water based inks used on all rulings. The 225gsm covers feature a new bright mottled finish and are 100% recyclable. These books can be used in all Educational settings and the coloured cover can also help to identify specific subject areas.</p> <p>We are passionate about the environment and ensure that the books are strapped using paper bands, thus allowing us to remove all plastic from the packaging.</p> <ul> <li>Cover - Green 225gsm</li> <li>Paper - White 75gsm</li> <li>Size - 9" x 7"</li> <li>Ruling - 8mm Ruled with Margin</li> <li>Number of pages - 120</li> <li>Pack - 50</li> </ul> | 36.99 | PK | FVRATE20 | 1
9x7" | PP00056015 | CM 9x7 120pg 8mm Ruled Marg Yellow P50 | <p>Our NEW Premium Classmates exercise books are made from materials that are sourced from sustainable European forests. All books feature 75gsm white scholastic paper with solvent free water based inks used on all rulings. The 225gsm covers feature a new bright mottled finish and are 100% recyclable. These books can be used in all Educational settings and the coloured cover can also help to identify specific subject areas.</p> <p>We are passionate about the environment and ensure that the books are strapped using paper bands, thus allowing us to remove all plastic from the packaging.</p> <ul> <li>Cover - Yellow 225gsm</li> <li>Paper - White 75gsm</li> <li>Size - 9" x 7"</li> <li>Ruling - 8mm Ruled with Margin</li> <li>Number of pages - 120</li> <li>Pack - 50</li> </ul> | 36.99 | PK | FVRATE20 | 1
A4 | PP00056022 | CM A4 48pg 8mm Ruled Marg Red P100 | <p>Our NEW Premium Classmates exercise books are made from materials that are sourced from sustainable European forests. All books feature 75gsm white scholastic paper with solvent free water based inks used on all rulings. The 225gsm covers feature a new bright mottled finish and are 100% recyclable. These books can be used in all Educational settings and the coloured cover can also help to identify specific subject areas.</p> <p>We are passionate about the environment and ensure that the books are strapped using paper bands, thus allowing us to remove all plastic from the packaging.</p> <ul> <li>Cover - Red 225gsm</li> <li>Paper - White 75gsm</li> <li>Ruling - 8mm Ruled</li> <li>Number of pages - 48</li> <li>Pack - 100</li> </ul> | 49.99 | PK | FVRATE20 | 1
A4 | PP00056023 | CM A4 64pg 8mm Ruled Marg Red P50 | <p>Premium quality exercise books with paper sourced from sustainable European forests. That&rsquo;s something we can all get behind. This pack of 50 red Classmates Exercise Books is also 100% recyclable, as we remove all plastic from its packaging.&nbsp;</p> <p>The pack contains 50 A4 portrait books, each with 64 pages (8mm ruled margin) of white 75gsm Scholastic paper and tough 225gsm mottled finish covers. That&rsquo;s why these bestsellers have become a staple of so many classrooms.</p> <p>Solvent free water-based inks are used for all rulings and 3 strong staples hold the spine in place for extra sturdiness, keeping it safe from heavy use and unwanted bashes.</p> <p>The perfect exercise book for any educational setting, it features a bright coloured cover which can be used to easily identify specific subject areas for both children and teachers.</p> <ul> <li aria-level="1">A4 size with 64 pages per book</li> <li aria-level="1">100% recyclable including packaging</li> <li aria-level="1">3 strong staples for a sturdy spine</li> <li aria-level="1">Bright and tough 225gsm cover</li> <li aria-level="1">Premium 75gsm white Scholastic pages</li> </ul> | 29.99 | PK | FVRATE20 | 1
A4 | PP00056025 | CM A4 64pg 8mm Ruled Marg Orange P50 | <p>Our NEW Premium Classmates exercise books are made from materials that are sourced from sustainable European forests. All books feature 75gsm white scholastic paper with solvent free water based inks used on all rulings. The 225gsm covers feature a new bright mottled finish and are 100% recyclable. These books can be used in all Educational settings and the coloured cover can also help to identify specific subject areas.</p> <p>We are passionate about the environment and ensure that the books are strapped using paper bands, thus allowing us to remove all plastic from the packaging.</p> <ul> <li>Cover - Orange 225gsm</li> <li>Paper - White 75gsm</li> <li>Ruling - 8mm Ruled with Margin</li> <li>Number of pages - 64</li> <li>Pack - 50</li> </ul> | 29.99 | PK | FVRATE20 | 1
A4 | PP00056032 | CM A4 64pg 8mm Ruled Marg Green P50 | <p>Premium quality exercise books with paper sourced from sustainable European forests. That&rsquo;s something we can all get behind. This pack of 50 green Classmates Exercise Books is also 100% recyclable, as we remove all plastic from its packaging.&nbsp;</p> <p>The pack contains 50 A4 portrait books, each with 64 pages (8mm ruled margin) of white 75gsm Scholastic paper and tough 225gsm mottled finish covers. That&rsquo;s why these bestsellers have become a staple of so many classrooms.</p> <p>Solvent free water-based inks are used for all rulings and 3 strong staples hold the spine in place for extra sturdiness, keeping it safe from heavy use and unwanted bashes.</p> <p>The perfect exercise book for any educational setting, it features a bright coloured cover which can be used to easily identify specific subject areas for both children and teachers.</p> <ul> <li aria-level="1">A4 size with 64 pages per book</li> <li aria-level="1">100% recyclable including packaging</li> <li aria-level="1">3 strong staples for a sturdy spine</li> <li aria-level="1">Bright and tough 225gsm cover</li> <li aria-level="1">Premium 75gsm white Scholastic pages</li> </ul> | 29.99 | PK | FVRATE20 | 1
A4 | PP00056033 | CM A4 64pg 8mm Ruled Marg Pink P50 | <p>Our NEW Premium Classmates exercise books are made from materials that are sourced from sustainable European forests. All books feature 75gsm white scholastic paper with solvent free water based inks used on all rulings. The 225gsm covers feature a new bright mottled finish and are 100% recyclable. These books can be used in all Educational settings and the coloured cover can also help to identify specific subject areas.</p> <p>We are passionate about the environment and ensure that the books are strapped using paper bands, thus allowing us to remove all plastic from the packaging.</p> <ul> <li>Cover - Pink 225gsm</li> <li>Paper - White 75gsm</li> <li>Ruling - 8mm Ruled with Margin</li> <li>Number of pages - 64</li> <li>Pack - 50</li> </ul> | 29.99 | PK | FVRATE20 | 1
A4 | PP00056035 | CM A4 64pg 8mm Ruled Marg Yellow P50 | <p>Our NEW Premium Classmates exercise books are made from materials that are sourced from sustainable European forests. All books feature 75gsm white scholastic paper with solvent free water based inks used on all rulings. The 225gsm covers feature a new bright mottled finish and are 100% recyclable. These books can be used in all Educational settings and the coloured cover can also help to identify specific subject areas.</p> <p>We are passionate about the environment and ensure that the books are strapped using paper bands, thus allowing us to remove all plastic from the packaging.</p> <ul> <li>Cover - Yellow 225gsm</li> <li>Paper - White 75gsm</li> <li>Ruling - 8mm Ruled with Margin</li> <li>Number of pages - 64</li> <li>Pack - 50</li> </ul> | 29.99 | PK | FVRATE20 | 1
A4 | PP00056036 | CM A4 48pg 8mm Ruled Marg Green P100 | <p>Our NEW Premium Classmates exercise books are made from materials that are sourced from sustainable European forests. All books feature 75gsm white scholastic paper with solvent free water based inks used on all rulings. The 225gsm covers feature a new bright mottled finish and are 100% recyclable. These books can be used in all Educational settings and the coloured cover can also help to identify specific subject areas.</p> <p>We are passionate about the environment and ensure that the books are strapped using paper bands, thus allowing us to remove all plastic from the packaging.</p> <ul> <li>Cover - Green 225gsm</li> <li>Paper - White 75gsm</li> <li>Ruling - 8mm Ruled with Margin</li> <li>Number of pages - 48</li> <li>Pack - 100</li> </ul> | 49.99 | PK | FVRATE20 | 1
A4 | PP00056037 | CM A4 48pg 8mm Ruled Marg Blue P100 | <p>Our NEW Premium Classmates exercise books are made from materials that are sourced from sustainable European forests. All books feature 75gsm white scholastic paper with solvent free water based inks used on all rulings. The 225gsm covers feature a new bright mottled finish and are 100% recyclable. These books can be used in all Educational settings and the coloured cover can also help to identify specific subject areas.</p> <p>We are passionate about the environment and ensure that the books are strapped using paper bands, thus allowing us to remove all plastic from the packaging.</p> <ul> <li>Cover - Blue 225gsm</li> <li>Paper - White 75gsm</li> <li>Ruling - 8mm Ruled with Margin</li> <li>Number of pages - 48</li> <li>Pack - 100</li> </ul> | 49.99 | PK | FVRATE20 | 1
A4 | PP00056038 | CM A4 64pg 8mm Ruled Marg Blue P50 | <p>Our NEW Premium Classmates exercise books are made from materials that are sourced from sustainable European forests. All books feature 75gsm white scholastic paper with solvent free water based inks used on all rulings. The 225gsm covers feature a new bright mottled finish and are 100% recyclable. These books can be used in all Educational settings and the coloured cover can also help to identify specific subject areas.</p> <p>We are passionate about the environment and ensure that the books are strapped using paper bands, thus allowing us to remove all plastic from the packaging.</p> <ul> <li>Cover - Blue 225gsm</li> <li>Paper - White 75gsm</li> <li>Ruling - 8mm Ruled with Margin</li> <li>Number of pages - 64</li> <li>Pack - 50</li> </ul> | 29.99 | PK | FVRATE20 | 1
Biology | PP00056049 | FE Microscope Monocular LED | <p>Enhance your educational resources with the Findel Everyday Monocular Microscope, specifically designed to provide exceptional value and quality for schools and learning institutions. This economical entry-level microscope combines affordability with robust features, making it an ideal choice for educational and classroom settings.</p> <p>The Findel Everyday Monocular Microscope is equipped with a versatile dual LED illumination system. This unique design allows the microscope to function as both a compound microscope for detailed slide analysis and as a dissecting stereo microscope for observing solid objects. The adjustable 360-degree rotatable monocular head and wide field 10X eyepiece ensure ease of use across various applications in biology and beyond.</p> <p>This lightweight microscope is powered by three AA batteries (not included), providing convenience and portability in the classroom. Standing approximately 30cm tall and weighing just 1.1kg, it can be easily handled by students and educators alike.</p> <p><strong>Key Features:</strong></p> <ul> <li>Wide Field 10X Eyepiece with pointer</li> <li>Three objectives (4X, 10X, 40X) for varied magnification levels</li> <li>Coarse focusing mechanism for easy adjustment</li> <li>Durable fixed stage with dimensions of 95mm x 95mm</li> <li>Dual LED illumination for transmitted and incident lighting</li> <li>Battery operated with three AA batteries</li> </ul> <p><strong>Technical Specifications</strong></p> <ul> <li>Total magnification options: 40x, 100x, 400x</li> <li>360-degree rotating monocular head with a 45-degree incline</li> <li>Fixed stage with sample clips</li> <li>Coarse focus control knob</li> <li>LED illumination</li> <li>Product dimensions: Height 300mm, Width 130mm, Depth 180mm</li> <li>Weight: 1.1kg</li> </ul> <p>Additionally, this microscope is compatible with an Eyepiece Camera (sold separately), further expanding its range of educational uses.</p> | 99.95 | EA | FVRATE20 | 1
A4 | PP00056050 | CM A4 64pg 8mm Ruled Marg Purple P50 | <p>Premium quality exercise books with paper sourced from sustainable European forests. That&rsquo;s something we can all get behind. This pack of 50 purple Classmates Exercise Books is also 100% recyclable, as we remove all plastic from its packaging.&nbsp;</p> <p>The pack contains 50 A4 portrait books, each with 64 pages (8mm ruled margin) of white 75gsm Scholastic paper and tough 225gsm mottled finish covers. That&rsquo;s why these bestsellers have become a staple of so many classrooms.</p> <p>Solvent free water-based inks are used for all rulings and 3 strong staples hold the spine in place for extra sturdiness, keeping it safe from heavy use and unwanted bashes.</p> <p>The perfect exercise book for any educational setting, it features a bright coloured cover which can be used to easily identify specific subject areas for both children and teachers.</p> <ul> <li aria-level="1">A4 size with 64 pages per book</li> <li aria-level="1">100% recyclable including packaging</li> <li aria-level="1">3 strong staples for a sturdy spine</li> <li aria-level="1">Bright and tough 225gsm cover</li> <li aria-level="1">Premium 75gsm white Scholastic pages</li> </ul> | 29.99 | PK | FVRATE20 | 1
A4 | PP00056052 | CM A4 48pg 8mm Ruled Marg Yellow P100 | <p>Our NEW Premium Classmates exercise books are made from materials that are sourced from sustainable European forests. All books feature 75gsm white scholastic paper with solvent free water based inks used on all rulings. The 225gsm covers feature a new bright mottled finish and are 100% recyclable. These books can be used in all Educational settings and the coloured cover can also help to identify specific subject areas.</p> <p>We are passionate about the environment and ensure that the books are strapped using paper bands, thus allowing us to remove all plastic from the packaging.</p> <ul> <li>Cover - Yellow 225gsm</li> <li>Paper - White 75gsm</li> <li>Ruling - 8mm Ruled with Margin</li> <li>Number of pages - 48</li> <li>Pack - 100</li> </ul> | 49.99 | PK | FVRATE20 | 1
A4 | PP00056054 | CM A4 48pg 8mm Ruled Marg Orange P100 | <p>Our NEW Premium Classmates exercise books are made from materials that are sourced from sustainable European forests. All books feature 75gsm white scholastic paper with solvent free water based inks used on all rulings. The 225gsm covers feature a new bright mottled finish and are 100% recyclable. These books can be used in all Educational settings and the coloured cover can also help to identify specific subject areas.</p> <p>We are passionate about the environment and ensure that the books are strapped using paper bands, thus allowing us to remove all plastic from the packaging.</p> <ul> <li>Cover - Orange 225gsm</li> <li>Paper - White 75gsm</li> <li>Ruling - 8mm Ruled With Margin</li> <li>Number of pages - 48</li> <li>Pack - 100</li> </ul> | 49.99 | PK | FVRATE20 | 1
A4 | PP00056057 | CM A4 48pg 8mm Ruled Marg Purple P100 | <p>Our NEW Premium Classmates exercise books are made from materials that are sourced from sustainable European forests. All books feature 75gsm white scholastic paper with solvent free water based inks used on all rulings. The 225gsm covers feature a new bright mottled finish and are 100% recyclable. These books can be used in all Educational settings and the coloured cover can also help to identify specific subject areas.</p> <p>We are passionate about the environment and ensure that the books are strapped using paper bands, thus allowing us to remove all plastic from the packaging.</p> <ul> <li>Cover - Purple 225gsm</li> <li>Paper - White 75gsm</li> <li>Ruling - 8mm Ruled with Margin</li> <li>Number of pages - 48</li> <li>Pack - 100</li> </ul> | 49.99 | PK | FVRATE20 | 1
Hygiene | PP00056075 | FE 2ply Blue Centrefeed Rolls 120m P6 | <p>Discover unparalleled cleaning efficiency and absorption power with Findel Everyday 2 Ply Blue Centrefeed Rolls. Designed for industrial and manufacturing businesses, these robust and absorbent rolls offer exceptional value for your cleaning requirements.</p> <p><strong>Key Features:</strong></p> <ul> <li>Robust and Absorbent: These 2-ply centrefeed rolls are engineered for robustness and superior absorption, making them an ideal choice for heavy-duty cleaning tasks.</li> <li>Generous Supply: Each pack includes 6 rolls, providing you with an ample quantity to meet your ongoing industrial cleaning needs.</li> <li>Versatile Usage: Suitable for drying hands and clearing spillages, these rolls are versatile and practical, catering to various cleaning requirements.</li> <li>Efficient Cleaning: Findel Everyday 2 Ply Blue Centrefeed Rolls ensure efficient and effective cleaning, saving time and resources in a school environment.</li> <li>Can be used in conjunction with the Classmates Centrefeed Dispensers.</li> </ul> | 15.99 | PK | FVRATE20 | 1
A4+ / Oversized | PP00056081 | CM P Bk A4 Plus 8mm Rul Marg 80p Red P50 | <p>Our Classmates Workbooks offer great quality all round. The books are 100% recyclable and the NEW covers feature a bright mottled finish and are made using a strong 225gsm pressboard, making them more hard wearing and durable. Together with 75gsm paper these books can withstand general wear and tear from everyday use in the classroom and at home.</p> <p>These particular books are larger than A4 so will allow A4 sheets to be stuck into the book neatly, great for children to illustrate their work. There are also 3 x staples down the spine for additional strength. The Workbooks books can be used in all Educational settings and the coloured cover can also help to identify specific subject areas.</p> <p>We are passionate about the environment and ensure that the books are strapped using paper bands, thus allowing us to reduce any plastic from the packaging.</p> <ul> <li>Cover - Red 225gsm</li> <li>Paper - White 75gsm</li> <li>Ruling - 8mm Ruled with Margin</li> <li>Number of pages - 80</li> <li>Pack - 50</li> <li>Size: 325mm x 245mm&nbsp; - Size can vary within a few mm of these dimensions.</li> </ul> | 42.99 | PK | FVRATE20 | 1
A4+ / Oversized | PP00056082 | CM P Bk A4 Plus 8mm Rul Marg 80p Yel P50 | <p>Our Classmates Workbooks offer great quality all round. The books are 100% recyclable and the NEW covers feature a bright mottled finish and are made using a strong 225gsm pressboard, making them more hard wearing and durable. Together with 75gsm paper these books can withstand general wear and tear from everyday use in the classroom and at home.</p> <p>These particular books are larger than A4 so will allow A4 sheets to be stuck into the book neatly, great for children to illustrate their work. There are also 3 x staples down the spine for additional strength. The Workbooks books can be used in all Educational settings and the coloured cover can also help to identify specific subject areas.</p> <p>We are passionate about the environment and ensure that the books are strapped using paper bands, thus allowing us to reduce any plastic from the packaging.</p> <ul> <li>Cover - Yellow 225gsm</li> <li>Paper - White 75gsm</li> <li>Ruling - 8mm Ruled with Margin</li> <li>Number of pages - 80</li> <li>Pack - 50</li> <li>Size: 325mm x 245mm&nbsp; - Size can vary within a few mm of these dimensions.</li> </ul> | 42.99 | PK | FVRATE20 | 1
Exercise Paper | PP00056114 | CM 9X7 Ex Paper 8mm RulMarg 2Hole 5RM | <p>9x7" loose exercise paper. The pack contains 5 reams (2500 sheets) of 75gsm paper. Can be used in exam environments or for general work both in the classroom or at home. Printed on both sides.</p> <ul> <li>Product Type - Exercise Paper</li> <li>Sheet Size - 9x7"</li> <li>Paper - White 75gsm</li> <li>Ruling - 8mm Ruled With Margin</li> <li>2 Hole Punched</li> <li>Number of Sheets - 2500 (5 Reams)</li> </ul> | 38.99 | PK | FVRATE20 | 1
Exercise Paper | PP00056138 | CM A4 Ex Paper 8mm R/Marg 2HolePunc 5RM | <p>Enhance your classroom and exam environments with our Classmates A4 Exercise Paper, designed for educational settings with versatility and sustainability in mind. This pack offers 2500 sheets (5 reams) of high-quality 75gsm white paper, ensuring smooth and easy writing experience on both sides. The 8mm ruling with margin is ideal for neat handwriting, helping pupils to organise their work effectively.</p> <p>Featuring a practical two-hole punched design, this exercise paper can be easily filed, making it an excellent choice for record-keeping and organisational needs in schools and learning institutions. Suitable for use across various subjects, these sheets are perfect for note-taking, homework, and tests, giving educators a reliable choice for standardised assessments and everyday classroom tasks.</p> <ul> <li><strong>Product Type</strong>: Exercise Paper</li> <li><strong>Sheet Size</strong>: A4 (297 x 210mm)</li> <li><strong>Paper Quality</strong>: White 75gsm</li> <li><strong>Ruling</strong>: 8mm with Margin</li> <li><strong>Features</strong>: Two Hole Punched</li> <li><strong>Total Number of Sheets</strong>: 2500</li> </ul> | 37.49 | PK | FVRATE20 | 1
Exercise Paper | PP00056139 | CM A4 Ex Paper 8mm Ruled 2 Hole Pun 5RM | <p>A4 loose leaf exercise paper. The pack contains 5 reams (2500 sheets) of 75gsm paper. Each page has 2 holes punched. Printed on both sides.</p> <ul> <li>Product Type - Exercise Paper</li> <li>Sheet Size - A4 (297 x 210mm)</li> <li>Paper - White 75gsm</li> <li>Ruling - 8mm Ruled</li> <li>2 Hole Punched</li> <li>Number of Sheets - 2500 (5 Reams)</li> </ul> | 40.99 | PK | FVRATE20 | 1
Exercise Paper | PP00056148 | CM A4 Graph Paper 2 10 20mm Unpunch 1RM | <p>A4 loose leaf graph paper. The pack contains 500 sheets of 75gsm white wove paper and contains a white border around the page. Can be used for many activities within the classroom including plotting graphs, creating charts or measuring coordinates. Alternatively it can be used creatively when drawing figures or in general design work. Printed on both sides.</p> <ul> <li>Product Type - Graph Paper</li> <li>Sheet Size - A4 (297 x 210mm)</li> <li>Paper - White 75gsm</li> <li>Ruling - 2:10:20mm Squared</li> <li>Unpunched</li> <li>Number of Sheets - 500</li> </ul> | 15.99 | PK | FVRATE20 | 1
Exercise Paper | PP00056151 | CM A4 Graph Paper 2 10 20mm 2 Hole 1RM | <p>A4 loose leaf graph paper. The pack contains 500 sheets of 75gsm white wove paper and contains a white border around the page. Can be used for many activities within the classroom including plotting graphs, creating charts or measuring coordinates. Alternatively it can be used creatively when drawing figures or in general design work. Printed on both sides.</p> <ul> <li>Product Type - Graph Paper</li> <li>Sheet Size - A4 (297 x 210mm)</li> <li>Paper - White 75gsm</li> <li>Ruling - 2:10:20mm Squared</li> <li>2 Hole Punched</li> <li>Number of Sheets - 500</li> </ul> | 15.99 | PK | FVRATE20 | 1
Exercise Paper | PP00056155 | CM A4 Graph Paper 1 5 10mm 2 Hole 1RM | <p>A4 loose leaf graph paper. The pack contains 500 sheets of 75gsm paper and contains a white border around the page. Can be used for many activities within the classroom including plotting graphs, creating charts or measuring coordinates. Alternatively it can be used creatively when drawing figures or in general design work. Printed on both sides.</p> <ul> <li>Product Type - Graph Paper</li> <li>Sheet Size - A4 (297 x 210mm)</li> <li>Paper - White 75gsm</li> <li>Ruling - 1:5:10mm Squared</li> <li>2 Hole Punched</li> <li>Number of Sheets - 500</li> </ul> | 15.99 | PK | FVRATE20 | 1
Exercise Paper | PP00056157 | CM A4 Ex Paper 8mmRuled Unpunched 5RM | <p>A4 loose leaf exercise paper. The pack contains 5 reams (2500 sheets) of 75gsm paper. Can be used in exam environments or for general work both in the classroom or at home. Printed on both sides.</p> <ul> <li>Product Type - Exercise Paper</li> <li>Sheet Size - A4 (297 x 210mm)</li> <li>Paper - White 75gsm</li> <li>Ruling - 8mm Ruled</li> <li>Unpunched</li> <li>Number of Sheets - 2500 (5 Reams)</li> </ul> | 40.99 | PK | FVRATE20 | 1
Exercise Paper | PP00056160 | CM A4 Ex Paper 8mm Rul Marg 1 Hole 5RM | <p>Enhance your classroom and home learning environments with Classmates A4 Exercise Paper, designed to meet the needs of students both during exams and everyday lessons. This value pack includes five reams, totalling 2500 sheets of high-quality 75gsm white paper, offering excellent durability for rigorous classroom use.</p> <p>Each sheet is A4-sized (297 x 210mm) and features an 8mm ruling with margin, making it ideal for note-taking, essay writing, and a variety of scholastic activities. The single hole punch in the corner provides convenience for filing and organization within binders, ensuring your students' work remains tidy and easily accessible.</p> <p>The paper is printed on both sides, maximising its utility, and its use supports sustainable practices through its eco-friendly attributes of being recyclable and made from recycled materials. Trust Classmates to deliver reliable exercise paper that facilitates effective teaching and learning.</p> <ul> <li>Product Type: Exercise Paper</li> <li>Sheet Size: A4 (297 x 210mm)</li> <li>Material: White 75gsm paper</li> <li>Ruling: 8mm Ruled With Margin</li> <li>Single Hole Punched for Easy Filing</li> <li>Number of Sheets: 2500 (5 Reams)</li> <li>Eco-Friendly: Produced from recycled materials, recyclable</li> </ul> | 40.99 | PK | FVRATE20 | 1
9x7" | PP00056164 | Fin ED Ex Bk 9x7 8mmRulMarg 80P Grn P100 | <p>Our NEW Findel Everyday Exercise books offer great value and help stretch those budgets further. These books do not compromise on quality however as all books are 100% recyclable and offer 225gsm pressboard covers, 75gsm paper and 3 staples down the spine for additional strength.</p> <p>We are passionate about the environment and ensure that the books are strapped using paper bands, thus allowing us to remove all plastic from the packaging.</p> <ul> <li>Product Type: Exercise Book</li> <li>Book Size: 9"x7"</li> <li>Paper: White 75gsm</li> <li>Ruling: 8mm with Margin</li> <li>Colour: Green</li> <li>No of Pages: 80</li> <li>Pack Size: P100</li> </ul> | 35.89 | PK | FVRATE20 | 1
9x7" | PP00056165 | Fin ED Ex Bk 9x7 8mmRulMarg 80P Blu P100 | <p>Our NEW Findel Everyday Exercise books offer great value and help stretch those budgets further. These books do not compromise on quality however as all books are 100% recyclable and offer 225gsm pressboard covers, 75gsm paper and 3 staples down the spine for additional strength.</p> <p>We are passionate about the environment and ensure that the books are strapped using paper bands, thus allowing us to remove all plastic from the packaging.</p> <ul> <li>Product Type: Exercise Book</li> <li>Book Size: 9"x7"</li> <li>Paper: White 75gsm</li> <li>Ruling: 8mm with Margin</li> <li>Colour: Blue</li> <li>No of Pages: 80</li> <li>Pack Size: P100</li> </ul> | 35.89 | PK | FVRATE20 | 1
9x7" | PP00056167 | Fin ED Ex Bk 9x7 8mmRulMarg 80P Red P100 | <p>Our NEW Findel Everyday Exercise books offer great value and help stretch those budgets further. These books do not compromise on quality however as all books are 100% recyclable and offer 225gsm pressboard covers, 75gsm paper and 3 staples down the spine for additional strength.</p> <p>We are passionate about the environment and ensure that the books are strapped using paper bands, thus allowing us to remove all plastic from the packaging.</p> <ul> <li>Product Type: Exercise Book</li> <li>Book Size: 9"x7"</li> <li>Paper: White 75gsm</li> <li>Ruling: 8mm with Margin</li> <li>Colour: Red</li> <li>No of Pages: 80</li> <li>Pack Size: P100</li> </ul> | 35.89 | PK | FVRATE20 | 1
9x7" | PP00056168 | Fin ED Ex Bk 9x7 8mmRulMarg 80P Yel P100 | <p>Our NEW Findel Everyday Exercise books offer great value and help stretch those budgets further. These books do not compromise on quality however as all books are 100% recyclable and offer 225gsm pressboard covers, 75gsm paper and 3 staples down the spine for additional strength.</p> <p>We are passionate about the environment and ensure that the books are strapped using paper bands, thus allowing us to remove all plastic from the packaging.</p> <ul> <li>Product Type: Exercise Book</li> <li>Book Size: 9"x7"</li> <li>Paper: White 75gsm</li> <li>Ruling: 8mm with Margin</li> <li>Colour: Yellow</li> <li>No of Pages: 80</li> <li>Pack Size: P100</li> </ul> | 35.89 | PK | FVRATE20 | 1
A4 | PP00056206 | CM A4 80pg 8mm Ruled Marg Orange P50 | <p>Enhance your classroom resources with our Classmates A4 Exercise Books, designed to meet the demands of vibrant learning environments. These premium quality exercise books are crafted from paper sourced from sustainable European forests, ensuring an eco-friendly choice for your education needs.</p> <p>This pack of 50 orange exercise books is entirely recyclable, with all plastic removed from the packaging, promoting a greener and cleaner future. Each A4 portrait book contains 80 pages of 8mm ruled, white 75gsm Scholastic paper, providing a smooth writing experience. The robust 225gsm cover, featuring a mottled finish for added durability, makes these books a staple in educational settings.</p> <p>Our exercise books use solvent-free, water-based inks for rulings and come with three strong staples along the spine, ensuring rigidity to withstand the rigours of daily classroom use. The bright coloured cover aids both children and teachers in easily identifying specific subject areas, making classroom organisation simpler.</p> <ul> <li>A4 size with 80 premium weight pages per book</li> <li>Completely recyclable, including eco-conscious packaging</li> <li>Durable spine reinforced with three strong staples</li> <li>Sturdy 225gsm cover for long-lasting use</li> <li>High-quality 75gsm white Scholastic pages for a superior writing surface</li> </ul> | 34.99 | PK | FVRATE20 | 1
A4 | PP00056207 | CM A4 80pg 8mm Ruled Marg Purple P50 | <p>Discover the premium quality of our Classmates A4 Exercise Books, designed with sustainability and durability in mind. This pack of 50 exercise books is perfect for any educational setting, providing a practical and eco-friendly solution that educators and students alike can appreciate.</p> <p>Each exercise book in this pack features a robust 225gsm mottled finish cover in vibrant purple, allowing for easy organisation and identification by subject for both educators and children. Filled with 80 pages of 8mm ruled, 75gsm white Scholastic paper, these books are crafted to withstand the demands of busy classrooms.</p> <p>Sourced responsibly from sustainable European forests, the paper is not only high quality but also environmentally conscious, and the entire product, including packaging, is 100% recyclable. To add to this, we have eliminated all plastic from the packaging, reinforcing our commitment to sustainability.</p> <p>For extra durability, the exercise books are bound with three strong staples, ensuring that they hold up well even under the rigorous use that is common in educational settings. The solvent-free, water-based ink used for the rulings ensures safety and environmental friendliness.</p> <ul> <li>A4 size with 80 pages per book, ideal for note-taking and assignments</li> <li>Fully recyclable, from cover to packaging, supporting sustainable practices</li> <li>Triple staple binding for enhanced durability and spine strength</li> <li>Robust 225gsm cover, designed to endure daily wear and tear</li> <li>High-quality 75gsm white Scholastic paper provides a smooth writing experience</li> </ul> | 34.99 | PK | FVRATE20 | 1
A4 | PP00056208 | CM A4 80pg 8mm Ruled Blue P50 | <p>Our NEW Premium Classmates exercise books are made from materials that are sourced from sustainable European forests. All books feature 75gsm white scholastic paper with solvent free water based inks used on all rulings. The 225gsm covers feature a new bright mottled finish and are 100% recyclable. These books can be used in all Educational settings and the coloured cover can also help to identify specific subject areas.</p> <p>We are passionate about the environment and ensure that the books are strapped using paper bands, thus allowing us to remove all plastic from the packaging.</p> <ul> <li>Cover - Blue 225gsm</li> <li>Paper - White 75gsm</li> <li>Ruling - 8mm Ruled</li> <li>Number of pages - 80</li> <li>Pack - 50</li> </ul> | 34.99 | PK | FVRATE20 | 1
Drawing & Colouring | PP00056242 | Classmates Broad Tip Col Pens Assort P40 | <p>The Classmates Broad Tip Colouring Pens are "High, Premium Quality" washable felt pens are the perfect classroom addition used by children of all ages for creating broad strokes and excellent colour coverage over large areas.</p> <p>Contains Colours: purple, red, brown, pink, grey, orange, black, green, yellow, blue</p> <ul> <li>4 of each colour</li> <li>Water-based and washable.</li> <li>Hardwearing, broad fibre tip.</li> <li>Supplied in a reusable plastic, screw top tub.</li> </ul> | 9.99 | PK | FVRATE20 | 1
Drawing & Colouring | PP00056244 | Classmates Broad Tip Col Pens Assort 288 | <p>Enhance your classroom creative sessions with the Classmates Broad Tip Colouring Pens, designed for children of all ages. These premium quality pens are ideal for creating vibrant broad strokes and provide excellent colour coverage over large areas, making them a perfect addition to your educational supplies.</p> <p>This pack features an assortment of rich colours including purple, red, brown, pink, grey, orange, black, green, yellow, blue, light blue, and dark green, with 24 pens of each available shade.</p> <ul> <li>Comes with a durable and hardwearing broad fibre tip, ensuring longevity and consistent performance.</li> <li>Water-based ink is washable, allowing for easy clean-up and worry-free creativity.</li> <li>Conveniently supplied in a cardboard dispenser box for organised storage and ease of access.</li> </ul> <p>Equip your educational environment with these versatile colouring tools to inspire students and encourage colourful exploration.</p> | 50.99 | PK | FVRATE20 | 1
A4 | PP00056292 | CM A4 80pg 8mm Ruled Marg Green P50 | <p>Explore our top-quality Classmates A4 Exercise Books, designed specifically for the educational environment with a commitment to sustainability. These exercise books are made from paper sourced from sustainable European forests, and each pack is entirely recyclable, reflecting our dedication to environmental responsibility.</p> <p>This set contains 50 A4 green exercise books, each featuring 80 pages of 8mm ruled with margin on premium 75gsm white Scholastic paper. The durable 225gsm mottled finish covers are built to withstand the rigours of daily classroom use, making these books a trusted choice for educators.</p> <p>All ruling lines are printed with solvent-free water-based inks, and each book's spine is reinforced with three strong staples, ensuring durability and resilience against frequent use and handling.</p> <p>Ideal for a variety of educational settings, the bright, vibrant cover colours can help in identifying different subjects easily for both children and teachers, promoting efficient organisation in learning environments.</p> <ul> <li aria-level="1">Includes 50 books, A4 size with 80 pages each</li> <li aria-level="1">Eco-friendly and 100% recyclable, including packaging</li> <li aria-level="1">Sturdy design with 3 staples securing the spine</li> <li aria-level="1">Robust 225gsm cover in a vibrant green hue</li> <li aria-level="1">High-quality 75gsm Scholastic pages, ideal for educational use</li> </ul> | 34.99 | PK | FVRATE20 | 1
A4 | PP00056294 | CM A4 80pg 8mm Ruled Marg Red P50 | <p>Discover the essential Classmates A4 Exercise Books, crafted with educators and classrooms in mind. These premium quality exercise books boast paper sourced exclusively from sustainable European forests, making them an environmentally-responsible choice for all educational institutions. The elimination of plastic in the packaging ensures that the entire pack of 50 exercise books is fully recyclable.</p> <p>Each book is designed to endure the rigours of daily classroom life, featuring durable 80 pages of 8mm ruled white 75gsm Scholastic paper. The robust 225gsm mottled finish cover offers additional protection, ensuring longevity and reliability. Securely bound with three strong staples along the spine, these books withstand heavy use and accidental drops.</p> <p>The vibrant red covers are not only visually appealing but also practical, assisting both teachers and children in easily identifying and categorising different subject areas. Perfectly suited for various educational settings, from primary through to secondary education, these books become an indispensable tool for streamlined learning.</p> <ul> <li aria-level="1">A4 size with 80 pages per book, suitable for a range of subjects</li> <li aria-level="1">Plastic-free packaging ensures 100% recyclability</li> <li aria-level="1">Designed for durability with reinforced spine and robust covers</li> <li aria-level="1">Features premium quality 75gsm white Scholastic pages</li> <li aria-level="1">Ideal for identifying subject areas with its bright cover</li> </ul> | 34.99 | PK | FVRATE20 | 1
A4 | PP00056297 | CM A4 80pg 8mm Ruled Marg Yel P50 | <p>Introducing the Classmates A4 Exercise Book, an ideal choice for dynamic and engaging educational environments. Designed specifically for classrooms, this pack of 50 exercise books offers unparalleled quality, sustainability, and functionality.</p> <p>Crafted from premium-grade Scholastic paper, each A4 portrait book contains 80 pages with 8mm ruled margin, ensuring a smooth writing experience for both children and teachers. The paper is not only durable but also responsibly sourced from sustainable European forests, reinforcing our commitment to environmental responsibility.</p> <p>The vibrant yellow covers, made from tough 225gsm mottled finish material, are perfect for organising subjects and activities, enhancing the ease of use within the classroom. With three sturdy staples securing the spine, each book can withstand frequent handling and transport.</p> <p>All rulings are made with solvent-free water-based inks, safeguarding the environment and the health of children. The entire pack, including packaging, is 100% recyclable, reflecting our dedication to reducing waste and embracing greener practices in educational products.</p> <ul> <li>A4 size with 80 pages per book, offering ample space for writing and note-taking.</li> <li>100% recyclable, including eco-friendly packaging, to support sustainability initiatives.</li> <li>Three strong staples enhance durability, allowing for repeated use.</li> <li>Bright and durable 225gsm cover, aiding in subject identification and organisation.</li> <li>High-quality 75gsm white Scholastic pages, ensuring an optimal writing surface.</li> </ul> | 34.99 | PK | FVRATE20 | 1
A4 | PP00056307 | CM A4 80pg 8mm Ruled Marg Blue P50 | <p>Enhance your classroom with our premium quality Classmates A4 Exercise Books, each crafted with careful attention to sustainability and durability. Sourced from responsibly managed European forests, these exercise books reflect our commitment to eco-friendly products, with the entire pack including packaging being 100% recyclable.</p> <p>This pack contains 50 A4 portrait exercise books, ideal for various educational settings. Each book features 80 pages of high-quality 75gsm Scholastic paper, providing a smooth writing experience, perfect for both teachers and children. The 8mm ruling with margin ensures neat and organised note-taking.</p> <p>Designed to withstand the rigours of everyday classroom use, these books come with a robust 225gsm mottled cover, which is both bright and durable, allowing for easy subject identification at a glance. The three strong staples ensure the spine remains intact, even with frequent handling.</p> <p>Our exercise books also boast solvent-free, water-based inks for all rulings, reinforcing our dedication to safety and sustainability. Choose Classmates for a reliable and environmentally conscious stationery solution.</p> <ul> <li>A4 size, 80 pages per book with 8mm ruling and margin</li> <li>Made from 100% recyclable materials, including packaging</li> <li>Sturdy binding with 3 strong staples</li> <li>Bright, resilient 225gsm cover for easy identification</li> <li>High-quality 75gsm white Scholastic paper for a superior writing experience</li> </ul> | 34.99 | PK | FVRATE20 | 1
A4 | PP00056314 | CM A4 32pg Ruled Marg Red P100 | <p>Our NEW Premium Classmates exercise books are made from materials that are sourced from sustainable European forests. All books feature 75gsm white scholastic paper with solvent free water based inks used on all rulings. The 225gsm covers feature a new bright mottled finish and are 100% recyclable. These books can be used in all Educational settings and the coloured cover can also help to identify specific subject areas.</p> <p>We are passionate about the environment and ensure that the books are strapped using paper bands, thus allowing us to remove all plastic from the packaging.</p> <ul> <li>Cover - Red 225gsm</li> <li>Paper - White 75gsm</li> <li>Ruling - 8mm Ruled With Margin</li> <li>Number of pages - 32</li> <li>Pack - 100</li> </ul> | 44.99 | PK | FVRATE20 | 1
A4 | PP00056317 | CM A4 32pg Ruled Marg Blue P100 | <p>Our NEW Premium Classmates exercise books are made from materials that are sourced from sustainable European forests. All books feature 75gsm white scholastic paper with solvent free water based inks used on all rulings. The 225gsm covers feature a new bright mottled finish and are 100% recyclable. These books can be used in all Educational settings and the coloured cover can also help to identify specific subject areas.</p> <p>We are passionate about the environment and ensure that the books are strapped using paper bands, thus allowing us to remove all plastic from the packaging.</p> <ul> <li>Cover - Blue 225gsm</li> <li>Paper - White 75gsm</li> <li>Ruling - 8mm Ruled with Margin</li> <li>Number of pages - 32</li> <li>Pack - 100</li> </ul> | 44.99 | PK | FVRATE20 | 1
A4 | PP00056321 | CM A4 32pg Ruled Marg Yellow P100 | <p>Our NEW Premium Classmates exercise books are made from materials that are sourced from sustainable European forests. All books feature 75gsm white scholastic paper with solvent free water based inks used on all rulings. The 225gsm covers feature a new bright mottled finish and are 100% recyclable. These books can be used in all Educational settings and the coloured cover can also help to identify specific subject areas.</p> <p>We are passionate about the environment and ensure that the books are strapped using paper bands, thus allowing us to remove all plastic from the packaging.</p> <ul> <li>Cover - Yellow 225gsm</li> <li>Paper - White 75gsm</li> <li>Ruling - 8mm Ruled with Margin</li> <li>Number of pages - 32</li> <li>Pack - 100</li> </ul> | 44.99 | PK | FVRATE20 | 1
A4 | PP00056325 | CM A4 32pg Ruled Marg Green P100 | <p>Our NEW Premium Classmates exercise books are made from materials that are sourced from sustainable European forests. All books feature 75gsm white scholastic paper with solvent free water based inks used on all rulings. The 225gsm covers feature a new bright mottled finish and are 100% recyclable. These books can be used in all Educational settings and the coloured cover can also help to identify specific subject areas.</p> <p>We are passionate about the environment and ensure that the books are strapped using paper bands, thus allowing us to remove all plastic from the packaging.</p> <ul> <li>Cover - Green 225gsm</li> <li>Paper - White 75gsm</li> <li>Ruling - 8mm Ruled with Margin</li> <li>Number of pages - 32</li> <li>Pack - 100</li> </ul> | 44.99 | PK | FVRATE20 | 1
A4 | PP00056333 | CM A4 32pg Ruled Marg Orange P100 | <p>Our NEW Premium Classmates exercise books are made from materials that are sourced from sustainable European forests. All books feature 75gsm white scholastic paper with solvent free water based inks used on all rulings. The 225gsm covers feature a new bright mottled finish and are 100% recyclable. These books can be used in all Educational settings and the coloured cover can also help to identify specific subject areas.</p> <p>We are passionate about the environment and ensure that the books are strapped using paper bands, thus allowing us to remove all plastic from the packaging.</p> <ul> <li>Cover - Orange 225gsm</li> <li>Paper - White 75gsm</li> <li>Ruling - 8mm Ruled with Margin</li> <li>Number of pages - 32</li> <li>Pack - 100</li> </ul> | 44.99 | PK | FVRATE20 | 1
A4 | PP00056359 | CM A4 80pg Alt 8mmRulMarg Plain Red P50 | <p>Our NEW Premium Classmates exercise books are made from materials that are sourced from sustainable European forests. All books feature 75gsm white scholastic paper with solvent free water based inks used on all rulings. The 225gsm covers feature a new bright mottled finish and are 100% recyclable. These books can be used in all Educational settings and the coloured cover can also help to identify specific subject areas.</p> <p>We are passionate about the environment and ensure that the books are strapped using paper bands, thus allowing us to remove all plastic from the packaging.</p> <ul> <li>Cover - Red 225gsm</li> <li>Paper - White 75gsm</li> <li>Ruling - 8mm Ruled with Margin/Plain Alternate</li> <li>Number of pages - 80</li> <li>Pack - 50</li> </ul> | 34.99 | PK | FVRATE20 | 1
A4 | PP00056364 | CM A4 80pg Alt 8mmRulMarg Plain Yel P50 | <p>Our NEW Premium Classmates exercise books are made from materials that are sourced from sustainable European forests. All books feature 75gsm white scholastic paper with solvent free water based inks used on all rulings. The 225gsm covers feature a new bright mottled finish and are 100% recyclable. These books can be used in all Educational settings and the coloured cover can also help to identify specific subject areas.</p> <p>We are passionate about the environment and ensure that the books are strapped using paper bands, thus allowing us to remove all plastic from the packaging.</p> <ul> <li>Cover - Yellow 225gsm</li> <li>Paper - White 75gsm</li> <li>Ruling - 8mm Ruled with Margin/Plain Alternate</li> <li>Number of pages - 80</li> <li>Pack - 50</li> </ul> | 34.99 | PK | FVRATE20 | 1
A4+ / Oversized | PP00056410 | CM A4Plus 80pg 8mmRuled Marg Purp P50 | <p>Our NEW Premium Classmates exercise books are made from materials that are sourced from sustainable European forests. All books feature 75gsm white scholastic paper with solvent free water based inks used on all rulings. The 225gsm covers feature a new bright mottled finish and are 100% recyclable. These books can be used in all Educational settings and the coloured cover can also help to identify specific subject areas.</p> <p>We are passionate about the environment and ensure that the books are strapped using paper bands, thus allowing us to remove all plastic from the packaging.</p> <ul> <li>Cover - Purple 225gsm</li> <li>Paper - White 75gsm</li> <li>Ruling - 8mm Ruled with Margin</li> <li>Number of pages - 80</li> <li>Pack - 50</li> </ul> | 42.99 | PK | FVRATE20 | 1
A4+ / Oversized | PP00056412 | CM A4Plus 80pg 8mmRuled Marg Blue P50 | <p>Our NEW Premium Classmates exercise books are made from materials that are sourced from sustainable European forests. All books feature 75gsm white scholastic paper with solvent free water based inks used on all rulings. The 225gsm covers feature a new bright mottled finish and are 100% recyclable. These books can be used in all Educational settings and the coloured cover can also help to identify specific subject areas.</p> <p>We are passionate about the environment and ensure that the books are strapped using paper bands, thus allowing us to remove all plastic from the packaging.</p> <ul> <li>Cover - Blue 225gsm</li> <li>Paper - White 75gsm</li> <li>Ruling - 8mm Ruled with Margin</li> <li>Number of pages - 80</li> <li>Pack - 50</li> </ul> | 42.99 | PK | FVRATE20 | 1
A4 | PP00056418 | CM A4 96pg 8mmRuled Marg Purp P50 | <p>Our NEW Premium Classmates exercise books are made from materials that are sourced from sustainable European forests. All books feature 75gsm white scholastic paper with solvent free water based inks used on all rulings. The 225gsm covers feature a new bright mottled finish and are 100% recyclable. These books can be used in all Educational settings and the coloured cover can also help to identify specific subject areas.</p> <p>We are passionate about the environment and ensure that the books are strapped using paper bands, thus allowing us to remove all plastic from the packaging.</p> <ul> <li>Cover - Purple 225gsm</li> <li>Paper - White 75gsm</li> <li>Ruling - 8mm Ruled with Margin</li> <li>Number of pages - 96</li> <li>Pack - 50</li> </ul> | 41.99 | PK | FVRATE20 | 1
A4 | PP00056424 | CM A4 80pg 8mm Ruled Marg Pink P50 | <p>Our NEW Premium Classmates exercise books are made from materials that are sourced from sustainable European forests. All books feature 75gsm white scholastic paper with solvent free water based inks used on all rulings. The 225gsm covers feature a new bright mottled finish and are 100% recyclable. These books can be used in all Educational settings and the coloured cover can also help to identify specific subject areas.</p> <p>We are passionate about the environment and ensure that the books are strapped using paper bands, thus allowing us to remove all plastic from the packaging.</p> <ul> <li>Cover - Pink 225gsm</li> <li>Paper - White 75gsm</li> <li>Ruling - 8mm Ruled with Margin</li> <li>Number of pages - 80</li> <li>Pack - 50</li> </ul> | 34.99 | PK | FVRATE20 | 1
A4 | PP00056434 | CM A4 48pg 8mm Ruled Blue P100 | <p>Our NEW Premium Classmates exercise books are made from materials that are sourced from sustainable European forests. All books feature 75gsm white scholastic paper with solvent free water based inks used on all rulings. The 225gsm covers feature a new bright mottled finish and are 100% recyclable. These books can be used in all Educational settings and the coloured cover can also help to identify specific subject areas.</p> <p>We are passionate about the environment and ensure that the books are strapped using paper bands, thus allowing us to remove all plastic from the packaging.</p> <ul> <li>Cover - Blue 225gsm</li> <li>Paper - White 75gsm</li> <li>Ruling - 8mm Ruled</li> <li>Number of pages - 48</li> <li>Pack - 100</li> </ul> | 49.99 | PK | FVRATE20 | 1
A4 | PP00056444 | CM A4 64pg Alt 8mmRulM 2 10 20Graph P50 | <p>Our NEW Premium Classmates exercise books are made from materials that are sourced from sustainable European forests. All books feature 75gsm white scholastic paper with solvent free water based inks used on all rulings. The 225gsm covers feature a new bright mottled finish and are 100% recyclable. These books can be used in all Educational settings and the coloured cover can also help to identify specific subject areas.</p> <p>We are passionate about the environment and ensure that the books are strapped using paper bands, thus allowing us to remove all plastic from the packaging.</p> <ul> <li>Cover - Green 225gsm</li> <li>Paper - White 75gsm</li> <li>Ruling - 8mm Ruled with Margin plus 2:10:20 Graph Alternate Pages</li> <li>Number of pages - 64</li> <li>Pack - 50</li> </ul> | 29.99 | PK | FVRATE20 | 1
A4+ / Oversized | PP00056447 | CM A4Plus 24pg 8mm Ruled Blue P50 | <p>Our NEW Premium Classmates exercise books are made from materials that are sourced from sustainable European forests. All books feature 75gsm white scholastic paper with solvent free water based inks used on all rulings. The 225gsm covers feature a new bright mottled finish and are 100% recyclable. These books can be used in all Educational settings and the coloured cover can also help to identify specific subject areas. These particular books are larger than A4 so will allow A4 sheets to be stuck into the book neatly, great for children to illustrate their work.</p> <p>We are passionate about the environment and ensure that the books are strapped using paper bands, thus allowing us to remove all plastic from the packaging.</p> <ul> <li>Cover - Blue 225gsm</li> <li>Paper - White 75gsm</li> <li>Ruling - 8mm Ruled</li> <li>Number of pages - 24</li> <li>Pack - 50</li> <li>No Margin</li> <li>Size: 339mm x 240mm</li> </ul> | 30.99 | PK | FVRATE20 | 1
A4+ / Oversized | PP00056448 | CM A4Plus 24pg 8mm Ruled Red P50 | <p>Our NEW Premium Classmates exercise books are made from materials that are sourced from sustainable European forests. All books feature 75gsm white scholastic paper with solvent free water based inks used on all rulings. The 225gsm covers feature a new bright mottled finish and are 100% recyclable. These books can be used in all Educational settings and the coloured cover can also help to identify specific subject areas. These particular books are larger than A4 so will allow A4 sheets to be stuck into the book neatly, great for children to illustrate their work.</p> <p>We are passionate about the environment and ensure that the books are strapped using paper bands, thus allowing us to remove all plastic from the packaging.</p> <ul> <li>Cover - Red 225gsm</li> <li>Paper - White 75gsm</li> <li>Ruling - 8mm Ruled</li> <li>Number of pages - 24</li> <li>Pack - 50</li> <li>Size: 339mm x 240mm</li> </ul> | 30.99 | PK | FVRATE20 | 1
A4+ / Oversized | PP00056451 | CM A4Plus 48pg 8mm Ruled Blue P50 | <p>Our NEW Premium Classmates exercise books are made from materials that are sourced from sustainable European forests. All books feature 75gsm white scholastic paper with solvent free water based inks used on all rulings. The 225gsm covers feature a new bright mottled finish and are 100% recyclable. These books can be used in all Educational settings and the coloured cover can also help to identify specific subject areas. These particular books are larger than A4 so will allow A4 sheets to be stuck into the book neatly, great for children to illustrate their work.</p> <p>We are passionate about the environment and ensure that the books are strapped using paper bands, thus allowing us to remove all plastic from the packaging.</p> <ul> <li>Cover - Blue 225gsm</li> <li>Paper - White 75gsm</li> <li>Ruling - 8mm Ruled</li> <li>Number of pages - 24</li> <li>Pack - 50</li> <li>Size: 339mm x 240mm</li> </ul> | 40.99 | PK | FVRATE20 | 1
A4+ / Oversized | PP00056452 | CM A4Plus 48pg 8mm Ruled Green P50 | <p>Our NEW Premium Classmates exercise books are made from materials that are sourced from sustainable European forests. All books feature 75gsm white scholastic paper with solvent free water based inks used on all rulings. The 225gsm covers feature a new bright mottled finish and are 100% recyclable. These books can be used in all Educational settings and the coloured cover can also help to identify specific subject areas. These particular books are larger than A4 so will allow A4 sheets to be stuck into the book neatly, great for children to illustrate their work.</p> <p>We are passionate about the environment and ensure that the books are strapped using paper bands, thus allowing us to remove all plastic from the packaging.</p> <ul> <li>Cover - Green 225gsm</li> <li>Paper - White 75gsm</li> <li>Ruling - 8mm Ruled</li> <li>Number of pages - 48</li> <li>Pack - 50</li> <li>Size: 339mm x 240mm</li> </ul> | 40.99 | PK | FVRATE20 | 1
A4+ / Oversized | PP00056453 | CM A4Plus 48pg 8mm Ruled Purple P50 | <p>Our NEW Premium Classmates exercise books are made from materials that are sourced from sustainable European forests. All books feature 75gsm white scholastic paper with solvent free water based inks used on all rulings. The 225gsm covers feature a new bright mottled finish and are 100% recyclable. These books can be used in all Educational settings and the coloured cover can also help to identify specific subject areas. These particular books are larger than A4 so will allow A4 sheets to be stuck into the book neatly, great for children to illustrate their work.</p> <p>We are passionate about the environment and ensure that the books are strapped using paper bands, thus allowing us to remove all plastic from the packaging.</p> <ul> <li>Cover - Purple 225gsm</li> <li>Paper - White 75gsm</li> <li>Ruling - 8mm Ruled</li> <li>Number of pages - 48</li> <li>Pack - 50</li> <li>Size: 339mm x 240mm</li> </ul> | 40.99 | PK | FVRATE20 | 1
A4+ / Oversized | PP00056454 | CM A4Plus 48pg 8mm Ruled Red P50 | <p>Our NEW Premium Classmates exercise books are made from materials that are sourced from sustainable European forests. All books feature 75gsm white scholastic paper with solvent free water based inks used on all rulings. The 225gsm covers feature a new bright mottled finish and are 100% recyclable. These books can be used in all Educational settings and the coloured cover can also help to identify specific subject areas. These particular books are larger than A4 so will allow A4 sheets to be stuck into the book neatly, great for children to illustrate their work.</p> <p>We are passionate about the environment and ensure that the books are strapped using paper bands, thus allowing us to remove all plastic from the packaging.</p> <ul> <li>Cover - Red 225gsm</li> <li>Paper - White 75gsm</li> <li>Ruling - 8mm Ruled</li> <li>Number of pages - 48</li> <li>Pack - 50</li> <li>Size: 339mm x 240mm</li> </ul> | 40.99 | PK | FVRATE20 | 1
A4+ / Oversized | PP00056455 | CM A4Plus 48pg 8mm Ruled Yellow P50 | <p>Our NEW Premium Classmates exercise books are made from materials that are sourced from sustainable European forests. All books feature 75gsm white scholastic paper with solvent free water based inks used on all rulings. The 225gsm covers feature a new bright mottled finish and are 100% recyclable. These books can be used in all Educational settings and the coloured cover can also help to identify specific subject areas. These particular books are larger than A4 so will allow A4 sheets to be stuck into the book neatly, great for children to illustrate their work.</p> <p>We are passionate about the environment and ensure that the books are strapped using paper bands, thus allowing us to remove all plastic from the packaging.</p> <ul> <li>Cover - Yellow 225gsm</li> <li>Paper - White 75gsm</li> <li>Ruling - 8mm Ruled</li> <li>Number of pages - 48</li> <li>Pack - 50</li> <li>Size: 339mm x 240mm</li> </ul> | 40.99 | PK | FVRATE20 | 1
A4+ / Oversized | PP00056465 | CM A4Plus 80pg 8mm Ruled Blue P50 | <p>Our NEW Premium Classmates exercise books are made from materials that are sourced from sustainable European forests. All books feature 75gsm white scholastic paper with solvent free water based inks used on all rulings. The 225gsm covers feature a new bright mottled finish and are 100% recyclable. These books can be used in all Educational settings and the coloured cover can also help to identify specific subject areas. These particular books are larger than A4 so will allow A4 sheets to be stuck into the book neatly, great for children to illustrate their work.</p> <p>We are passionate about the environment and ensure that the books are strapped using paper bands, thus allowing us to remove all plastic from the packaging.</p> <ul> <li>Cover - Blue 225gsm</li> <li>Paper - White 75gsm</li> <li>Ruling - Ruled</li> <li>Number of pages - 80</li> <li>Pack - 50</li> <li>Size: 339mm x 240mm</li> </ul> | 42.99 | PK | FVRATE20 | 1
A4+ / Oversized | PP00056466 | CM A4Plus 80pg 8mm Ruled Green P50 | <p>Our NEW Premium Classmates exercise books are made from materials that are sourced from sustainable European forests. All books feature 75gsm white scholastic paper with solvent free water based inks used on all rulings. The 225gsm covers feature a new bright mottled finish and are 100% recyclable. These books can be used in all Educational settings and the coloured cover can also help to identify specific subject areas. These particular books are larger than A4 so will allow A4 sheets to be stuck into the book neatly, great for children to illustrate their work.</p> <p>We are passionate about the environment and ensure that the books are strapped using paper bands, thus allowing us to remove all plastic from the packaging.</p> <ul> <li>Cover - Green 225gsm</li> <li>Paper - White 75gsm</li> <li>Ruling - Ruled</li> <li>Number of pages - 80</li> <li>Pack - 50</li> <li>Size: 339mm x 240mm</li> </ul> | 42.99 | PK | FVRATE20 | 1
A4+ / Oversized | PP00056467 | CM A4Plus 80pg 8mm Ruled Purple P50 | <p>Our NEW Premium Classmates exercise books are made from materials that are sourced from sustainable European forests. All books feature 75gsm white scholastic paper with solvent free water based inks used on all rulings. The 225gsm covers feature a new bright mottled finish and are 100% recyclable. These books can be used in all Educational settings and the coloured cover can also help to identify specific subject areas. These particular books are larger than A4 so will allow A4 sheets to be stuck into the book neatly, great for children to illustrate their work.</p> <p>We are passionate about the environment and ensure that the books are strapped using paper bands, thus allowing us to remove all plastic from the packaging.</p> <ul> <li>Cover - Purple 225gsm</li> <li>Paper - White 75gsm</li> <li>Ruling - Ruled</li> <li>Number of pages - 80</li> <li>Pack - 50</li> <li>Size: 339mm x 240mm</li> </ul> | 42.99 | PK | FVRATE20 | 1
A4+ / Oversized | PP00056471 | CM A4Plus 80pg 8mm Ruled Yellow P50 | <p>Our NEW Premium Classmates exercise books are made from materials that are sourced from sustainable European forests. All books feature 75gsm white scholastic paper with solvent free water based inks used on all rulings. The 225gsm covers feature a new bright mottled finish and are 100% recyclable. These books can be used in all Educational settings and the coloured cover can also help to identify specific subject areas. These particular books are larger than A4 so will allow A4 sheets to be stuck into the book neatly, great for children to illustrate their work.</p> <p>We are passionate about the environment and ensure that the books are strapped using paper bands, thus allowing us to remove all plastic from the packaging.</p> <ul> <li>Cover - Yellow 225gsm</li> <li>Paper - White 75gsm</li> <li>Ruling - Ruled</li> <li>Number of pages - 80</li> <li>Pack - 50</li> <li>Size: 339mm x 240mm</li> </ul> | 42.99 | PK | FVRATE20 | 1
A4+ / Oversized | PP00056472 | CM A4Plus 80pg 8mm Ruled Red P50 | <p>Our NEW Premium Classmates exercise books are made from materials that are sourced from sustainable European forests. All books feature 75gsm white scholastic paper with solvent free water based inks used on all rulings. The 225gsm covers feature a new bright mottled finish and are 100% recyclable. These books can be used in all Educational settings and the coloured cover can also help to identify specific subject areas. These particular books are larger than A4 so will allow A4 sheets to be stuck into the book neatly, great for children to illustrate their work.</p> <p>We are passionate about the environment and ensure that the books are strapped using paper bands, thus allowing us to remove all plastic from the packaging.</p> <ul> <li>Cover - Red 225gsm</li> <li>Paper - White 75gsm</li> <li>Ruling - Ruled</li> <li>Number of pages - 80</li> <li>Pack - 50</li> <li>Size: 339mm x 240mm</li> </ul> | 42.99 | PK | FVRATE20 | 1
Environmental Science | PP00056535 | Bug Pots - Pack of 12 | <p>Small plastic bug pots consisting of plastic viewers with 2X lenses and grid printed on the base. Excellent for observing small insects and mini-beasts.</p> <ul> <li>Magnification: 2X</li> <li>Diameter: 50mm</li> <li>Pack of 12</li> </ul> | 12.45 | PK | FVRATE20 | 1
Glassware, Plastics & Ceramics | PP00056550 | Stirring Rod 250mm P10 | <p>Stirring rods made from Borosilicate glass with fused ends.</p> <ul> <li>Diameter: Approx 6mm</li> <li>Length: 250mm</li> <li>Pack of 10</li> </ul> | 7.59 | PK | FVRATE20 | 1
Drawing & Colouring | PP00056581 | Findel Everday Colouring Pens - Pk 288 | <p>Findel Everyday Broad Tip Colouring Pens are great value for money whilst still giving excellent colour and coverage.</p> <p>These washable felt pens are the perfect classroom addition used by children of all ages.</p> <p>Packaged in a sturdy, recyclable cardboard box that also comes in handy as an ideal storage solution.</p> | 29.99 | PK | FVRATE20 | 1
Drawing & Colouring | PP00056582 | Findel Everyday Colouring Pens - Pk40 | <p><strong>WHEN IT'S GONE, IT'S GONE!</strong></p> <p>Findel Everyday Broad Tip Colouring Pens are great value for money whilst still giving excellent colour and coverage.</p> <p>These washable felt pens are the perfect classroom addition used by children of all ages.</p> <p>Packaged in a sturdy, recyclable carboard box that also comes in handy as an ideal storage solution.&nbsp;</p> | 4.49 | PK | FVRATE20 | 1
Pens | PP00056586 | FE Highlighter Assorted - PK48 | <p>Findel Everyday highlighters suit all budgets, offering you good quality for good value. This pack contains assorted colours. Chisel tip. Pack of 48.&nbsp;</p> | 7.39 | PK | FVRATE20 | 1
Mathematics | PP00056651 | Exam Kit Pack of 10 | <p>This great value set of 10 exam kits comes complete with everything students need for their exams:</p> <p>Includes:</p> <ul> <li>320mm clear pencil case with zip fastening</li> <li>300mm ruler</li> <li>180&deg; protractor</li> <li>Compass</li> <li>Pencil (85mm)</li> <li>Pencil Sharpener</li> <li>Eraser</li> </ul> <p>Ten sets supplied in a recycled cardboard box</p> | 19.99 | PK | FVRATE20 | 1
Display Paper | PP00056837 | FE Assorted Poster Paper 760mm x 8m | <p>Pack of 10 rolls, one each of dark blue, purple, dark green, red, yellow, orange, lilac, sky blue, peppermint and black.</p> <p>Roll size 760mm x 8m.</p> | 22.99 | PK | FVRATE20 | 1
Appliances | PP00056867 | TST PM Control Indicators 121134 Box50 | <p>TST sterilisation indicator strips</p> <ul> <li>For 121&deg;C/134&deg;C Autoclaves</li> <li>Colour change denotes steam has penetrated to ensure sufficient sterilisation.</li> <li>For use only in autoclaves providing an air-free, saturate steam environment.</li> </ul> | 27.69 | PK | FVRATE20 | 1
Physics | PP00056987 | Gliders 100gm For Air Track (Pair) | <p>A pair of 100g gliders for the Philip Harris Air Track B8H25339</p> <ul> <li>Mass: 100g</li> <li>Pack Size: Set of 2</li> </ul> | 51.65 | EA | FVRATE20 | 1
Physics | PP00057038 | Philip Harris Geiger-Muller Tube Holder | <p>Holder for Geiger-Muller Tube.</p> <p>A square metal body 50mm x 40mm (length x depth) which houses the tube socket and is mounted on a 100mm long sheet metal plate with rubber feet. A captive co-axial connecting lead 1M long is provided, terminating in a standard BNC connector. A 2.2 M&Omega; protective stabilising resistor is internally wired in series with the anode connection. Maximum input voltage:500V DC.&nbsp;&nbsp;</p> <ul> <li>Geiger-Muller Tube is not included, but can be purchased separately (B8A49724)</li> </ul> | 129.95 | EA | FVRATE20 | 1
Lab Equipment | PP00057203 | FindelEveryday Digital Balance500gx0.01g | <p>Findel Everyday Digital Balance: 500g x 0.01g</p> <p>Our Findel Everyday Digital Balance range offers the best value for your school without compromising on quality.&nbsp;</p> <p>Findel Everyday Digital Balances are a great economical range, offering excellent value and serving as a fantastic entry-level option.</p> <ul> <li>Weighing Surface: 100mm x 100mm</li> <li>LCD display with backlight</li> <li>Auto calibration</li> <li>Auto power off</li> <li>Two scale pans included</li> <li>Batteries: 2 x AAA included</li> <li>Material: Stainless Steel / Plastic</li> </ul> <p>This model is also available as 3000g x 0.1g</p> | 13.95 | EA | FVRATE20 | 1
Lab Equipment | PP00057204 | FindelEveryday Digital Balance3000gx0.1g | <p>Findel Everyday Digital Balance: 3000g x 0.1g&nbsp;</p> <p>Our Findel Everyday Digital Balance range offers the best value for your school without compromising on quality.&nbsp;</p> <p>Findel Everyday Digital Balances are a great economical range, offering excellent value and serving as a fantastic entry-level option.</p> <ul> <li>Weighing Surface: 100mm x 100mm</li> <li>LCD display with backlight</li> <li>Auto calibration</li> <li>Auto power off</li> <li>Two scale pans included</li> <li>Batteries: 2 x AAA included</li> <li>Material: Stainless Steel / Plastic</li> </ul> <p>This model is also available as 500g x 0.01g</p> | 13.95 | EA | FVRATE20 | 1
Chemistry | PP00057247 | Philip Harris Calcium Small Granules100g | <ul> <li>Formula: Ca</li> <li>Molecular Weight: 40.08g/mol</li> <li>CAS No: 7440-70-2</li> <li>EEC No: 231-179-5</li> <li>Hazard: H261</li> <li>Precaution: P231+P232, P422</li> </ul> | 33.4 | EA | FVRATE20 | 1
Chemistry | PP00057248 | Philip Harris Calcium Small Granules 50g | <ul> <li>Formula: Ca</li> <li>Molecular Weight: 40.08g/mol</li> <li>CAS No: 7440-70-2</li> <li>EEC No: 231-179-5</li> <li>Hazard: H261</li> <li>Precaution: P231+P232, P422</li> </ul> | 23.8 | EA | FVRATE20 | 1
Copier Paper & Card | PP00057281 | Classmates Copier Paper 75gsm A3 PK2500 | <p>Introducing the Classmates A3 Everyday Copier Paper &ndash; your go-to solution for high-volume printing and copying. This pack includes 5 reams, totaling 2,500 sheets of 75gsm paper, offering a lightweight yet reliable option for all your printing needs.</p> <ul> <li>75gsm for a smooth and economical choice</li> <li>5 reams per pack, providing 2,500 sheets for extensive use</li> <li>Perfect for single-colour inkjet and laser printing</li> <li>Ideal for high-volume printing and everyday tasks</li> </ul> <p>The Classmates A3 Everyday Copier Paper &ndash; the practical and cost-effective choice for busy educational environments.</p> | 39.99 | PK | FVRATE20 | 1
Lab Equipment | PP00057351 | bolle Safety IFS20 Clear Face Shield | <p>This face shield from Boll&eacute; provides full head and face protection and a wide field of vision. Users will be thrilled by the lightness and design of the IFS20 flip front protector. Its 1mm thick extra large lens will protect you against most types of mechanical risks.</p> <ul> <li>Adjustable headband (57 - 64cm)</li> <li>Flip-up face shield</li> <li>Comfort Foam</li> </ul> <p>Shield Dimensions: 24 x 32cm</p> <p>Shield Thickness: 1mm</p> <ul> <li>Frame Colour: Grey</li> <li>Frame Material HDPE</li> <li>Lens Material: Polycarbonate</li> <li>Lens Colour: Clear</li> </ul> <p>Standards: EN166-EN170</p> <ul> <li>Frame Marking: EN166 3 B CE</li> <li>Lens Marking: 2C-1.2 1 B CE</li> </ul> | 10.75 | EA | FVRATE20 | 1
Lab Equipment | PP00057352 | bolle Safety BL30 Clear | <p>The bolle Safety BL30 Clear offers an excellent quality/price ratio. It has an ultra wrap-around fit that perfectly meets all types of needs for your school laboratory. Equipped with an anti-scratch and anti-fog coating on both sides of the lenses, bolle Safety BL30 Clear ensures absolute long-lasting vision and comfort.</p> <ul> <li>Frame Colour: Crystal</li> <li>Frame Material: Polycarbonate</li> <li>Lens Material: Polycarbonate</li> <li>Lens Colour: Clear</li> </ul> <p>Standards: EN166-EN170</p> <ul> <li>Frame Marking: EN166 FT CE</li> <li>Lens Marking: 2C-1.2 1 FT CE</li> </ul> | 3.59 | EA | FVRATE20 | 1
Lab Equipment | PP00057354 | bolle Safety Silex Clear | <p>The bolle Safety Silex Clear has FLEX 160&deg; technology that fits every face perfectly, flexible bi-material temples and absolute support without pressure points. SILEX has a panoramic vision, an ultra-wraparound protection, lenses with a refined design and coloured temples by Boll&eacute; Safety. No compromise on performance, comfort, style and affordability, SILEX is suitable for education and in industry.</p> <ul> <li>Frame Colour: Blue</li> <li>Frame Material: PC/TPR</li> <li>Frame Type: Rimless</li> <li>Lens Material: Polycarbonate</li> <li>Lens Colour: Clear</li> <li>Standards: EN166-EN170-UKCA</li> </ul> <p>Weight: 30g per pair</p> <ul> <li>Frame Marking: EN166 FT CE UKCA</li> <li>Lens Marking: 2C-1.2 1 FT CE</li> </ul> | 5.55 | EA | FVRATE20 | 1
Lab Equipment | PP00057355 | bolle Safety Silex Plus Clear | <p>The SILEX+ offers all the advantages of SILEX and is equipped with our exclusive PLATINUM coating for long-lasting protection against fog and scratching. Protection, Comfort and... Style.</p> <ul> <li>Frame Colour: Blue/Yellow</li> <li>Frame Material PC/TPR</li> <li>Frame Type: Rimless</li> <li>Lens Material: Polycarbonate</li> <li>Lens Colour: Clear</li> <li>Standards: EN166-EN170</li> </ul> <p>Weight: 30g per pair</p> <ul> <li>Frame Marking: EN166 FT CE UKCA</li> <li>Lens Marking: 2C-1.2 1 FT KN CE</li> </ul> | 7.15 | EA | FVRATE20 | 1
Lab Equipment | PP00057356 | bolle Safety Globe Clear Vented | <p>Globeclear vented goggles guarantee optimum protection thanks to its exceptional field of vision. The product is an essential solution for any individual looking for an ultra-protective, simple and effective goggle. The lightly translucent frame offers a better perception of the environment, without glare, for optimal vision. The design offers the possibility to improve the recyclability of the product at the end of its life, by quickly separating the materials from each other to aid the sorting of the untreated parts.</p> <ul> <li>Frame Colour: Translucent Black</li> <li>Frame Material: PVC</li> <li>Frame Type: Vented - Indirect Ventilation</li> <li>Lens Material: Polycarbonate</li> <li>Lens Colour: Clear</li> <li>Lens Coating: Platinum Lite</li> <li>Strap Material: Polyester/Spandex</li> <li>Standards: EN166-EN170-UKCA</li> </ul> <p>Weight: 113g per pair</p> <ul> <li>Frame Marking: EN166 3 4 9 BT CE UKCA</li> <li>Lens Marking: 2C-1.2 1 9 BT CE</li> </ul> | 8.09 | EA | FVRATE20 | 1
Lab Equipment | PP00057357 | bolle Safety Rush Plus Small Clear | <p>This advanced eye protection adapted to narrow faces was specifically designed for healthcare professionals; its design combines ultimate protection and comfort to help reduce workplace accidents and slow the spread of viruses. Equipped with an anti-scratch and anti-fog coating on both sides of the lenses, RUSH+ SMALL ensures long-lasting comfort, performance and reliability.</p> <ul> <li>Frame Colour: White/Blue</li> <li>Frame Type: Rimless</li> <li>Frame Material PC/TPC</li> <li>Lens Material: Polycarbonate</li> <li>Lens Colour: Clear</li> <li>Standards: EN166-EN170-UKCA</li> <li>Weight: 26g</li> </ul> | 7.65 | EA | FVRATE20 | 1
Lab Equipment | PP00057413 | Philip Harris Wall Thermometer | <p>Distinctive moulding in a very large clear print that is easily read. Graduated -20 to 50&deg;C and 0 to 120&deg;F.</p> <p>215mm plastic wall thermometer with black printed temperature scale on a white moulding. Suitable for indoor and outdoor use, this thermometer is ideal for inside or outside the classroom. With black temperature scale. &deg;C and &deg;F</p> <p><strong>Specifications:</strong></p> <ul> <li>Nominal Range: -20 to +50&deg;C</li> <li>Accuracy: +/- 1.0&deg;C at ambient</li> <li>With black temperature scale.</li> <li>Scale shows &deg;C and &deg;F</li> </ul> <p><strong>Dimensions</strong>: H215 x W38 x D8mm.</p> | 2.15 | EA | FVRATE20 | 1
Lab Equipment | PP00057414 | pH Benchtop Meter | <p>The HANNA HI-2210-02 pH Benchtop Meter is an accurate and affordable benchtop pH and Temperature (&deg;C) meter.</p> <p>The calibration process is guided step-by-step through graphics shown on the LCD.</p> <p>Designed to be easy to use, these instruments also feature a reading stability indicator used during calibration and a measurement recall function.</p> <p>Comes with pH electrode and temperature probe.</p> <p>pH measurements are compensated for the temperature effect manually or automatically with the temperature probe. These instruments are also equipped with an easy-to-read LCD which shows both the primary reading and &deg;C.</p> <p><strong>Specifications</strong></p> <p><strong>pH</strong></p> <ul> <li>Range: -2.00 to 16.00 pH</li> <li>Resolution: 0.01 pH</li> <li>Accuracy: &plusmn;0.01 pH</li> </ul> <p>pH Calibration - automatic, one or two-point with five memorized buffer values (pH 4.01, 6.86, 7.01, 9.18, 10.01)</p> <p><strong>Temperature</strong></p> <ul> <li>Range: -20.0 to 120.0&deg;C (-4 to 248.0&deg;F)</li> <li>Resolution: 0.1&deg;C</li> <li>Accuracy: &plusmn;0.4&deg;C&nbsp;</li> </ul> | 412.79 | EA | FVRATE20 | 1
Lab Equipment | PP00057454 | 9 LED Rubber Torch | <p>Durable hand-held rubber bodied torch with 9 x Ultra bright LEDs. Useful in schools for shadow work at primary level.</p> <ul> <li>9 Ultra bright LEDs</li> <li>Rubberised body</li> <li>Durable rubber tail switch</li> <li>Wrist strap</li> <li>Batteries: 3x AAA (included)</li> </ul> | 3.05 | EA | FVRATE20 | 1
Lab Equipment | PP00057455 | 3 LED Rubber Torch | <p>Durable hand-held Rubber Torch with 3 x Ultra bright LED's.&nbsp; Wide spread beam with long battery life.&nbsp; Useful in schools for shadow work at primary level.</p> <ul> <li>3 Ultra bright LEDs</li> <li>35m beam</li> <li>21hrs battery life</li> <li>14 lumens</li> <li>Tough durable rubber construction</li> <li>On/off switch</li> <li>Wrist strap</li> <li>Batteries: 2x D Zinc Batteries (included)</li> </ul> | 5.95 | EA | FVRATE20 | 1
Appliances | PP00057469 | Stirrer Bar Retriever 300mm | <p>These are used to retrieve stir bars from the mixing containers. They are a magnet PTFE coasted retriever that allows you to recover a stirring bar with ease.&nbsp;&nbsp;</p> <ul> <li>Diameter: approx. 11mm</li> <li>Length: 300mm</li> </ul> | 13.19 | EA | FVRATE20 | 1
Lab Equipment | PP00057581 | Philip Harris PH Checker | <p>The Philip Harris pH Tester is our compact and easy to use pH checker.</p> <p>Useful for pH measurement applications in School Science, both inside the laboratory and for use outdoors.</p> <p><strong>Technical Specification:</strong></p> <ul> <li>Measurement Range: 0.00 to pH 14.00</li> <li>Accuracy: 0.1 at 20&deg;C</li> <li>Resolution: 0.01&nbsp;</li> <li>Operating Temperature: 0&deg;C to 50&deg;C</li> <li>Calibration: Manual, single point</li> <li>Battery: 3 x AG13 Button Cell Battery (1.5V)</li> <li>Dimensions: 175mm x 51mm x 25mm</li> <li>Weight: 75g</li> </ul> | 32.45 | EA | FVRATE20 | 1
Appliances | PP00057619 | UNILAB Lockmaster Power Unit | <p>The UNILAB Lockmaster Power Unit is an essential, versatile power supply designed specifically for educational settings to deliver exceptional electrical performance, using advanced switch mode technology. This reliable unit offers both AC and DC power outputs and allows users to precisely control voltage through the centre dial in 0.1V increments, up to a maximum of 12V. It supports a 5A maximum current output, enabling simultaneous use of both AC and DC outputs without surpassing the 5A limit. The DC power is smooth with low ripple noise, ensuring excellent regulation for accurate and dependable results in your classroom experiments or laboratory activities.</p> <p>For safety and longevity, the unit features a voltage limit lock, easily activated using a USB key provided with the device. Additionally, its sturdy design includes an internal cooling fan to prevent overheating, significantly extending the unit's lifespan. This power unit incorporates protective features that are triggered in short circuit or overload conditions, safeguarding both the device and connected components. Resetting the protection is straightforward with the integrated reset button.</p> <p>This compact, ergonomically designed unit is lightweight for easy transport and storage, featuring a convenient cable holder that also functions as a carry handle. Furthermore, its intelligent design includes stacking slots, allowing for efficient space usage in storage by stacking multiple units securely.</p> <ul> <li>Output voltage range: 0-12V</li> <li>Continuous maximum current: 5A</li> <li>High output accuracy and regulation</li> <li>4mm output sockets for easy connectivity</li> <li>Switch mode technology for superior performance</li> <li>Built-in cooling fan and output protection mechanisms</li> <li>Lightweight and ergonomic design for ease of use</li> <li>Compliant with BS EN61010-1 safety standards</li> </ul> <p>Compact dimensions make it ideal for educational environments:</p> <ul> <li>Width: 160mm</li> <li>Height: 105mm</li> <li>Length: 230mm</li> <li>Weight: 1.5Kg</li> </ul> | 162.95 | EA | FVRATE20 | 1
Appliances | PP00057620 | UNILAB Bench Power Unit | <p>The UNILAB Bench Power Unit is a versatile power supply, ideal for educational settings offering general-purpose utility with cutting-edge switch-mode technology for superior electrical performance. This device enables precise voltage adjustments in 1V increments up to a maximum of 12V. Both AC and DC power options are available, with a combined current output of up to 5A, allowing simultaneous use while ensuring safety.</p> <p>Featuring an internal cooling fan, the device effectively prevents overheating, contributing to its durable longevity. Safety is further enhanced by protected outputs that activate during short circuits or overloads, safeguarding both the unit and connected circuits. These protections are easily reset with the dedicated reset button.</p> <p>Compact and lightweight, the UNILAB Bench Power Unit is designed for easy storage, portability, and user handling. The integrated cable holder doubles as a carry handle, and stacking slots facilitate efficient storage, conserving valuable space in lab environments.</p> <ul> <li>Adjustable output voltage from 0 to 12V</li> <li>Capability of delivering up to 5A continuously</li> <li>Superior output accuracy and voltage regulation</li> <li>Equipped with 4mm output sockets</li> <li>Employs advanced switch-mode technology</li> <li>Includes cooling fan and automatic output protection</li> <li>Compliant with BS EN61010-1 standards for safety</li> <li>Ergonomically designed for convenience in educational labs</li> </ul> <p>Dimensions and Weight:</p> <ul> <li>Width: 160mm</li> <li>Height: 105mm</li> <li>Length: 230mm</li> <li>Weight: 1.5Kg</li> </ul> | 141.95 | EA | FVRATE20 | 1
Appliances | PP00057621 | UNILAB College Power Unit | <p>The UNILAB College Power Unit is an essential tool for educational institutions, offering robust general-purpose power supply capabilities. Utilising advanced switch mode technology, it delivers outstanding electrical performance with precision-controlled outputs. The central dial allows for easy adjustments, increasing in 0.1V increments, reaching a maximum output of 24V. Specially designed to provide both AC and DC power, it supports a maximum current output of 8A, with the option to use both outputs simultaneously, provided the total current does not exceed 8A. To ensure consistent and reliable operation, the DC output features low ripple noise and excellent regulation alongside the AC output.</p> <p>An integral voltage limit lock, accessible via the USB key, ensures safety by capping the maximum selectable voltage, ideal for educational settings where safeguarding students is paramount. The internal cooling fan is crucial for preventing overheating, thereby extending the equipment's longevity. Additionally, the power unit incorporates intuitive safety features, including protected outputs that automatically trigger during short circuit or overload situations, securing the device and any connected equipment against potential hazards. These protections are easily reset with a dedicated reset button.</p> <p>Compact and ergonomically designed, the UNILAB power unit is lightweight and simple to store or transport. Its practical cable holder can tidy away power leads neatly or be used as a handle for ease of mobility. Moreover, the device includes convenient stacking slots, allowing multiple units to be stored efficiently, minimising required storage space.</p> <ul> <li>Output voltage range: 0-24V</li> <li>Continuous maximum current output: 8A</li> <li>Exceptional output accuracy and regulation</li> <li>Equipped with 4mm output sockets</li> <li>Advanced switch mode technology</li> <li>Integrated cooling fan and comprehensive output protection</li> <li>Sleek, light and ergonomic design</li> <li>Compliant with BS EN61010-1 safety standards</li> </ul> <p>Dimensions:</p> <ul> <li>Width: 160mm</li> <li>Height: 105mm</li> <li>Length: 230mm</li> <li>Weight: 1.7kg</li> </ul> | 238.19 | EA | FVRATE20 | 1
A4+ / Oversized | PP00057725 | A4Plus 80p 8mm with margin Orange P50 | <p>Our Classmates Workbooks offer great quality all round. The books are 100% recyclable and the NEW covers feature a bright mottled finish and are made using a strong 225gsm pressboard, making them more hard wearing and durable. Together with 75gsm paper these books can withstand general wear and tear from everyday use in the classroom and at home.</p> <p>These particular books are larger than A4 so will allow A4 sheets to be stuck into the book neatly, great for children to illustrate their work. There are also 3 x staples down the spine for additional strength. The Workbooks books can be used in all Educational settings and the coloured cover can also help to identify specific subject areas.</p> <p>We are passionate about the environment and ensure that the books are strapped using paper bands, thus allowing us to reduce any plastic from the packaging.</p> <ul> <li>Cover - Orange 225gsm</li> <li>Paper - White 75gsm</li> <li>Ruling - 8mm Ruled with Margin</li> <li>Number of pages - 80</li> <li>Pack - 50</li> <li>Size: 325mm x 245mm&nbsp; - Size can vary within a few mm of these dimensions.</li> </ul> | 42.99 | PK | FVRATE20 | 1
A4+ / Oversized | PP00057726 | A4Plus 80p 8mm with margin Green P50 | <p>Our NEW Premium Classmates exercise books are made from materials that are sourced from sustainable European forests. All books feature 75gsm white scholastic paper with solvent free water based inks used on all rulings. The 225gsm covers feature a new bright mottled finish and are 100% recyclable. These books can be used in all Educational settings and the coloured cover can also help to identify specific subject areas.</p> <p>We are passionate about the environment and ensure that the books are strapped using paper bands, thus allowing us to remove all plastic from the packaging.</p> <ul> <li>Cover - Green 225gsm</li> <li>Paper - White 75gsm</li> <li>Ruling - 8mm Ruled with Margin</li> <li>Number of pages - 80</li> <li>Pack - 50</li> </ul> | 42.99 | PK | FVRATE20 | 1
Physics | PP00057791 | Foundation Physics Light Gate | <p>The Philip Harris Foundation Physics - Light Gate includes a battery operated timer, two light gates with cords, 9V battery, a backup AC adaptor, and a user manual.</p> <p>The system is perfect for experiments on the go.</p> <p>The light gates come with convenient thumbscrews, making them easy to connect to the Foundation Physics Universal Stand (not included) and reposition. &nbsp;</p> <ul> <li><strong>Standard Stopwatch Mode</strong>: records time from start to stop</li> <li><strong>Interval Mode</strong>: measures the duration of an interruption&nbsp;</li> <li><strong>Frequency Mode</strong>:&nbsp; tracks the rate of regular interruptions</li> <li><strong>Period Mode</strong>: calculates the time between the first and third interruptions</li> <li><strong>Count Mode</strong>: records the number of times the photogate beam is broken and it also functions as a&nbsp;</li> <li><strong>Dimensions</strong>: 15 x 15 x 6 cm.</li> </ul> | 165.39 | EA | FVRATE20 | 1
Physics | PP00057794 | Thermal Conductivity Bar | <p>The thermal conductivity set comprises four metal bars held firmly together in parallel with a plastic rigid carrier.</p> <p>The metals are copper, aluminium, brass and steel.</p> <p>Each bar has a Liquid Crystal temperature sensitive strip attached and its conductivity value marked on the back of the carrier. The liquid crystal strips have 8 boxes and change to a green colour at about 40&deg;C.</p> <p>What the Colours Show:</p> <p>The thermo-chromic Liquid Crystal used in Conductivity Bars shows temperatures in the range 35&deg;C to 45&deg;C. The lowest temperature indication is a coppery red colour at 33&deg;C and the hottest is a blue colour at over 45&deg;C. The 35&deg;C to 45&deg;C appears in green.</p> | 37.85 | EA | FVRATE20 | 1
Physics | PP00057817 | UNILAB Joulemeter And Wattmeter | <p>The unit is ideal for accurate measurement of either cumulative electrical energy delivered to a load from a power supply, or instantaneous power. A range of experiments are possible from simple investigations into specific heat capacity to measurement of energy stored in LCR Circuits.</p> <p>The device can accept AC and DC power with a maximum of 25V DC &amp; 15V AC and a maximum capacity of 10A. The device has two ranges one for Joules &amp; Watts and the other for mJ &amp; mW. The device should be used in the J &amp; W setting unless the correct setup is in place for mJ &amp; mW as a maximum of 10mA is the limit for this mode.</p> <p>Features:</p> <ul> <li>Display: 4-digit, LED display</li> <li>Input: 24V DC max or 15V rms AC max.</li> <li>Capacity: 10A max or 10mA in mJ/mW mode</li> <li>Power: Mains unit with 1.8m of 3-core cable, illuminated ON/OFF Switch &amp; 1A fuse.</li> <li>4-digit LED display of either energy delivered or power supplied</li> <li>Dimensions: <ul> <li>Width: 175mm</li> <li>Height: 100mm</li> <li>Length: 160mm</li> </ul> </li> <li>An instruction manual of experiments is included</li> <li>This device is compliant to EN61010-2010 with certificates available on request</li> </ul> | 121.65 | EA | FVRATE20 | 1
Physics | PP00057818 | UNILAB Coulombmeter | <p>This Digital Coulombmeter unit by Unilab is a quantitative alternative to the gold-leaf electroscope with internal capacitance 1&micro;F, and max. p.d. between terminals of 100V. It can be charged by contact or by induction by bringing a charged body up to the 25mm collecting plate. The 3&frac12; digit display shows charge in the range of -1999 to +1999nC. A reset button discharges the unit as required. Two 4mm terminals on the top are used for connection to ground and to the charging body.</p> <p>Digital Coulombmeter</p> <ul> <li>Range: 0-1999nC</li> <li>Accuracy: &plusmn;10% of F.S.D.</li> <li>Overload Capability: 100V</li> <li>Internal Capacitance: 1&micro;F</li> <li>Maximum Potential Difference: 100V</li> <li>Dimensions: Width:11cm Length:12cm Height:11cm</li> </ul> <p>The unit is powered by an internal PP3 battery which is not included but is available to purchase separately (B8R05410).</p> <p>Associated Products:</p> <ul> <li>Electrostatic Rods: B8A47969, B8H26631, B8L01491</li> <li>EHT Power Supply: B8R02653</li> </ul> | 60.79 | EA | FVRATE20 | 1
Catering | PP00057822 | Haden Undercounter Fridge - 82L - White | <p>This Haden under counter fridge has two adjustable glass safety shelves, a salad crisper and 3-star ice box. The fridge has 82-litre capacity and includes an interior light. The fridge uses mechanical temperature control and manual defrost. The ice box is perfect for ice trays and a few frozen meals.</p> <ul> <li>Door balcony</li> <li>Interior light</li> <li>Mechanical temperature control</li> <li>1 adjustable glass shelf</li> <li>Salad crisper</li> <li>Reversible door</li> <li>Recessed handle</li> </ul> <p>Product Dimensions:</p> <p>H840 x W480 x D450mm</p> | 199.99 | EA | FVRATE20 | 1
Lab Equipment | PP00057851 | Cuvettes Plastic For Harris Colorimeter | <ul> <li>Made out of UV grade PMMA</li> <li>Accurate throughout the UV/ Vis range (280 - 800nm)</li> <li>4 Transparent sides</li> <li>4.5ml (112x12x45mm)</li> <li>10mm Path length</li> <li>Supplied in a dust proof expandable polystyrene box with a lid.</li> </ul> | 10.05 | PK | FVRATE20 | 1
Biology | PP00057916 | Disposable Scalpels Size 10 - Pack of 10 | <p>The HypaEdge Scalpels are an important addition to any medical room. They come sterile and individually packed and feature a hygienic stainless steel blade with a plastic handle. Size 10 blades are sharp and curved, designed to make incisions during surgeries.</p> <p>These sturdy blades are disposable and delivered in a pack of 10.</p> <p><strong>This product is restricted please contact our customer service team who will be able to assist you further.</strong>&nbsp;</p> | 3.69 | PK | FVRATE20 | 1
Physics | PP00057917 | UNILAB BEK LDR Unit | <p>BEK Light Dependent Resistor (LDR) mounted on a yellow baseplate with sockets to accommodate the connection of 4mm plug leads. Excellent for general circuit work</p> <p>The module has the following resistance:</p> <p>nominal:4kOhms</p> <p>Covered:80kOhms</p> <p>Under light:600Ohms</p> | 11.19 | EA | FVRATE20 | 1
Physics | PP00057918 | UNILAB BEK LDR Module | <p>BEK two Light Dependent Resistors (LDR) mounted on a yellow baseplate with sockets to accommodate the connection of 4mm plug leads. Excellent for general circuit work</p> <p>The module has the following resistance:</p> <p>nominal:2kOhms</p> <p>Covered: 40kOhms</p> <p>Under light: 320Ohms</p> | 14.19 | EA | FVRATE20 | 1
Physics | PP00057943 | UNILAB Easy-Read Attachment - 20V d.c. | <p>Easy-Read Attachments - 20V DC Attachment</p> <p>The orange multipliers adapt the Easy-Read Digital Meter (B8R02652) for voltage measurements and have their sockets on the front of the attachment (voltage is measured across a circuit component). The 20V DC attachment has an input impedance of 10MOhms.</p> <p>At least one Easy-Read attachment should be bought for each Easy-Read meter.</p> | 18.29 | EA | FVRATE20 | 1
Physics | PP00057944 | UNILAB Easy-Read Attachment - 20mA d.c | <p>Easy-Read Attachment - 20mA d.c. Attachment</p> <p>The black shunts adapt the Easy-Read Digital Meter (B8R02652) for current measurement, and their sockets are found in the ends of the attachment (current passes through).</p> <p>At least one Easy-Read attachment should be bought for each Easy-Read meter.</p> | 18.29 | EA | FVRATE20 | 1
Physics | PP00057945 | UNILAB Easy-Read Attachment - 10A d.c. | <p>Easy-Read Attachments - 10A d.c. Attachment&nbsp;</p> <p>The black shunts adapt the Easy-Read Digital Meter (B8R02652) for current measurement, and their sockets are found in the ends of the attachment (current passes through).</p> <p>At least one Easy-Read attachment should be bought for each Easy-Read meter.&nbsp;</p> | 18.29 | EA | FVRATE20 | 1
Physics | PP00057946 | UNILAB Easy-Read Attachment - 20V a.c. | <p>Easy-Read Attachments - 20V AC Attachment</p> <p>The orange multipliers adapt the Easy-Read Digital Meter (B8R02652) for voltage measurements and have their sockets on the front of the attachment (voltage is measured across a circuit component).</p> <ul> <li>At least one Easy-Read attachment should be bought for each Easy-Read meter.</li> <li>4mm sockets</li> </ul> | 18.29 | EA | FVRATE20 | 1
Appliances | PP00057950 | Guardian 2000 Hotplate | <p>The dependable OHAUS Guardian&trade; 2000 Hotplate is ideal for education and other lab environments that require affordable, everyday fast heating and reliable stirring of volumes of up to 15L.</p> <p>They have a simple dial control to easily adjust the heating function.</p> <p>Safely heat up to 500&deg;C with easy to use dial control for simple and reliable everyday heating in the lab.</p> <ul> <li>Designed to last - the rugged metal housing has a spill resistant design for long life in the lab under harsh conditions. The smooth, chemical-resistant ceramic top plate is perfect for easy clean up</li> <li>Safety is of utmost importance - the prominent hot top indicator light illuminates when the heater is above 40&deg;C, keeping the end user safe during all heating applications</li> </ul> | 299.95 | EA | FVRATE20 | 1
Catering | PP00057953 | BEKO Under Counter Freezer 82L - White | <p>Ideal for compact kitchens, this Freestanding Undercounter Frost Free Freezer effortlessly integrates into your home. While the Fast Freeze feature allows for the rapid preservation of your food's vitamins and nutrients, the FreezerGuard technology ensures the appliance operates reliably anywhere in your home, including the garage. Plus, you'll save valuable time, as the Frost-Free technology eliminates the need for manual defrosting in this convenient freestanding freezer.</p> <ul> <li><strong>Frost Free: </strong>Defrosting the ice build-up in your freezer is a time-consuming and frustrating job, but it can be avoided with Frost Free technology which automatically defrosts the freezer.</li> <li><strong>Freezer Guard Technology: </strong>Whether you need to place your freezer in your garage, outbuilding or anywhere else in your home, our Freezer Guard technology ensures your freezer will always function properly, even in temperatures as low as -15&deg;C.&nbsp;</li> <li><strong>Fast Freeze Setting: </strong>Ideal for locking in your food's vitamins and nutrients, the fast freeze setting in the top compartments of our freezers freeze your food 10% faster than the other shelves.</li> </ul> | 357.99 | EA | FVRATE20 | 1
Lab Equipment | PP00058030 | Rubber Stoppers Solid Bot Dia 27mmP10 | <p>These durable Rubber Stoppers with Solid Bottom are suitable for use with chemicals. Designed for use in professional laboratories, but are perfect for a variety of applications in the home and garage.</p> <ul> <li>Superior quality rubber.</li> <li>Orange in colour.</li> <li>Resistant to acids, alkalis and ammonia.&nbsp;</li> <li>Stable at temperatures between &nbsp;-20&deg;C - 70&deg;C.</li> <li>Easy to clean.</li> <li>Bottom Diameter: 27mm</li> <li>Top Diameter: 31mm</li> <li>Length: 31mm</li> <li>Temperature Range: -20&deg;C - 70&deg;C</li> <li>Pack of 10</li> </ul> <p>Please note: Extreme care must be used when inserting glass into the holes in rubber stoppers.&nbsp; See CLEAPSS for details.</p> | 4.05 | PK | FVRATE20 | 1
Lab Equipment | PP00058031 | Rubber Stoppers One Hole Bot Dia 27mmP10 | <p>Pack of 10 stoppers made of superior quality rubber.</p> <p>Orange in color, solid.</p> <p>The durable, rubber construction is suitable for use with chemicals.</p> <p>Resistant to acids, alkalis and ammonia. Easy to clean. Stable at temperatures between &nbsp;-20&deg;C - 70&deg;C.</p> <p>Stoppers are designed for use in professional laboratories, but are perfect for a variety of applications in the home and garage.</p> <ul> <li>Bottom Diameter: 27mm</li> <li>Top Diameter: 31mm</li> <li>Length: 31mm</li> <li>Temperature Range: -20&deg;C - 70&deg;C</li> <li>Pack of 10</li> </ul> <p>Please note: Extreme care must be used when inserting glass into the holes in rubber stoppers.&nbsp; See CLEAPSS for details.</p> | 4.35 | PK | FVRATE20 | 1
Lab Equipment | PP00058032 | Rubber Stoppers Two Hole Bot Dia 27mmP10 | <p>Pack of 10 stoppers made of superior quality rubber.</p> <p>Orange in color, solid.</p> <p>The durable, rubber construction is suitable for use with chemicals.</p> <p>Resistant to acids, alkalis and ammonia. Easy to clean. Stable at temperatures between &nbsp;-20&deg;C - 70&deg;C.</p> <p>Stoppers are designed for use in professional laboratories, but are perfect for a variety of applications in the home and garage.</p> <ul> <li>Bottom Diameter: 27mm</li> <li>Top Diameter: 31mm</li> <li>Length: 31mm</li> <li>Temperature Range: -20&deg;C - 70&deg;C</li> <li>Pack of 10</li> </ul> <p>Please note: Extreme care must be used when inserting glass into the holes in rubber stoppers.&nbsp; See CLEAPSS for details.</p> | 5.05 | PK | FVRATE20 | 1
Lab Equipment | PP00058033 | Rubber Stoppers Solid Bot Dia 38mmP10 | <p>Pack of 10 stoppers made of superior quality rubber.</p> <p>Orange in color, solid.</p> <p>The durable, rubber construction is suitable for use with chemicals.</p> <p>Resistant to acids, alkalis and ammonia. Easy to clean. Stable at temperatures between &nbsp;-20&deg;C - 70&deg;C.</p> <p>Stoppers are designed for use in professional laboratories, but are perfect for a variety of applications in the home and garage.</p> <ul> <li>Bottom Diameter: 38mm</li> <li>Top Diameter: 42mm</li> <li>Length: 40mm</li> <li>Temperature Range: -20&deg;C - 70&deg;C</li> <li>Pack of 10</li> </ul> <p>Please note: Extreme care must be used when inserting glass into the holes in rubber stoppers.&nbsp; See CLEAPSS for details.</p> | 9.15 | PK | FVRATE20 | 1
Lab Equipment | PP00058034 | Rubber Stoppers One Hole Bot Dia 38mmP10 | <p>Pack of 10 stoppers made of superior quality rubber.</p> <p>Orange in color, solid.</p> <p>The durable, rubber construction is suitable for use with chemicals.</p> <p>Resistant to acids, alkalis and ammonia. Easy to clean. Stable at temperatures between &nbsp;-20&deg;C - 70&deg;C.</p> <p>Stoppers are designed for use in professional laboratories, but are perfect for a variety of applications in the home and garage.</p> <ul> <li>Bottom Diameter: 38mm</li> <li>Top Diameter: 42mm</li> <li>Length: 40mm</li> <li>Temperature Range: -20&deg;C - 70&deg;C</li> <li>Pack of 10</li> </ul> <p>Please note: Extreme care must be used when inserting glass into the holes in rubber stoppers.&nbsp; See CLEAPSS for details.</p> | 9.35 | PK | FVRATE20 | 1
Lab Equipment | PP00058035 | Rubber Stoppers Two Hole Bot Dia 38mmP10 | <p>Pack of 10 stoppers made of superior quality rubber.</p> <p>Orange in color, solid.</p> <p>The durable, rubber construction is suitable for use with chemicals.</p> <p>Resistant to acids, alkalis and ammonia. Easy to clean. Stable at temperatures between &nbsp;-20&deg;C - 70&deg;C.</p> <p>Stoppers are designed for use in professional laboratories, but are perfect for a variety of applications in the home and garage.</p> <ul> <li>Bottom Diameter: 38mm</li> <li>Top Diameter: 42mm</li> <li>Length: 40mm</li> <li>Temperature Range: -20&deg;C - 70&deg;C</li> <li>Pack of 10</li> </ul> <p>Please note: Extreme care must be used when inserting glass into the holes in rubber stoppers.&nbsp; See CLEAPSS for details.</p> | 9.65 | PK | FVRATE20 | 1
Chemistry | PP00058119 | Philip Harris Formula Finder Kit | <p>The Philip Harris formula model gives students a simple hands on model to explore chemical bonding. Understanding that the vast range of different substances are combinations of relatively few elements is a corner stone of Chemistry. This kit uses a simple 'jigsaw' analogue, to show which combinations of elements work, and which don't, giving a dynamic, visual and tactile method to learning.</p> <p>It comprises of magnetic pieces which represent different elements and functional groups and allows the construction of simple ionic compounds. The visual nature of the pieces make it easy for students to work out the ratios required to achieve a neutral compound.</p> | 33.45 | EA | FVRATE20 | 1
Biology | PP00058121 | Dissecting Tray Aluminium | <p>This dissection tray made of high quality, sturdy and durable stainless steel. The tray measures 15" long and 12" wide and is 2" deep. The base of tray features rivets to reduce specimen slipping. This is excellent for educational and professional laboratories.</p> <p>Please note this does not include a wax liner.</p> | 17.25 | EA | FVRATE20 | 1
Biology | PP00058125 | Mounted Needle with Wood Handle120mm P10 | <p>Blunt-end straight steel needle mounted in a hardwood handle.</p> <ul> <li>Needle length: 33mm&nbsp;</li> <li>Handle Length: 100mm&nbsp;</li> </ul> | 5.05 | PK | FVRATE20 | 1
Biology | PP00058127 | Pointed End Forceps 130mm Pk10 | <p>A pair of stainless steel pointed end forceps.</p> <ul> <li>Length: 130mm</li> <li>Pack of 10</li> </ul> | 14.19 | PK | FVRATE20 | 1
Biology | PP00058129 | Blunt Forceps 130mm P10 | <p>A pair of stainless steel blunt end forceps.</p> <ul> <li>Length: 130mm</li> <li>Pack of 10</li> </ul> | 15.19 | PK | FVRATE20 | 1
Biology | PP00058130 | Fixed Blade Scalpel - 45mm - Pack of 10 | <p>A fixed blade scalpel with handle, made from high-quality steel.</p> <ul> <li>Handle length: 113mm</li> <li>Blade length: 45mm</li> </ul> <p><strong>Please note this product is restricted. Please contact our customer service team by phone or e-mail who will be able to assist you further.</strong></p> | 15.19 | PK | FVRATE20 | 1
Biology | PP00058131 | Dissecting Scissors Fine Point 110mm P10 | <p>Stainless steel dissecting scissors with fine point end &amp; open shanks.</p> <ul> <li>Length: 110mm</li> <li>10 x pair of Scissors</li> </ul> | 20.25 | PK | FVRATE20 | 1
Biology | PP00058132 | Dissecting Scissors Fine Point 150mm P10 | <p>Stainless steel dissecting scissors with fine point ends &amp; open shank.</p> <ul> <li>Length: 150mm</li> <li>10 x pair of Scissors</li> </ul> | 30.39 | PK | FVRATE20 | 1
Design & Technology | PP00058175 | Wooden Cotton Reels Pack of 50 from Hope | <p>Perfect for collage, building, and creative activities in the classroom.</p> <ul> <li>Ideal for number recognition and stacking play</li> <li>Wooden cotton reels can be painted or stained&nbsp;</li> <li>Pack of 50 reels</li> <li>Dimensions Diameter 24mm x Height 26mm&nbsp;</li> </ul> | 7.5 | PK | FVRATE20 | 1
Physics | PP00058191 | UNILAB Easy-Read Digital Meter | <p>The Easy-Read Digital Meter by Unilab can be combined with the Easy-Read Attachments to create an Ammeter, Voltmeter or Milli-Ammeter. Excellent for general circuit work.</p> <p>The attachments are colour-coded and their sockets are arranged to help students grasp the concepts of voltage and current.</p> <ul> <li>Input impedance: 100k&Omega;</li> <li>Resolution: 0.01</li> <li>Accuracy: &plusmn;2%</li> <li>Dimensions: 11cm x 12cm x 11cm</li> </ul> <p>Shunts available to purchase separately include:</p> <ul> <li>20V DC</li> <li>20mA DC</li> <li>20V AC</li> <li>10A DC</li> </ul> <p>Supplied with a PP3 battery that gives a useful life of over 1000 hours, the Easy-Read displays 'LO BAT' when the battery needs to be replaced.</p> | 55.79 | EA | FVRATE20 | 1
Physics | PP00058192 | UNILAB Voltmeter - Dual Range | <p>The Unilab dual range Voltmeter is an analogue voltmeter capable of measuring in two ranges:0-5V and 0-15V DC. The analogue meter is highly reliable and durable, it can be re-centred to 0V using a screwdriver. The Analogue aspect gives students the opportunity to develop their skill in accurately reading meters.</p> | 50.65 | EA | FVRATE20 | 1
Physics | PP00058193 | UNILAB Galvanometer | <p>The Unilab Galvanometer has a range of -20 &ndash; 100&micro;A graduated every 2&micro;A. The resistance of the meter is about 1000&Omega;.</p> | 40.59 | EA | FVRATE20 | 1
Physics | PP00058194 | UNILAB Ammeter - Dual Range | <p>The Unilab dual range Ammeter is an analogue Ammeter capable of measuring in two ranges:0-1A and 0-5A DC. The analogue meter is highly reliable and durable, it can be re-centred to 0A using a screwdriver. The Analogue aspect gives students the opportunity to develop their skill in accurately reading meters</p> | 55.79 | EA | FVRATE20 | 1
Physics | PP00058195 | UNILAB Light Bridge | <p>Unilab Light Bridge&nbsp;</p> <p>The low current Light Bridge connects directly to the DIN sockets on the Multi-Timer enabling velocities and accelerations to be displayed. There are no internal batteries as power is taken from the Multi-Timer, and there are no bulbs to replace.</p> <p>The unit is free standing or if required the handle can be held in a clamp stand. The Multi-Timer is not included, but is available to purchase separately.</p> | 50.69 | EA | FVRATE20 | 1
Physics | PP00058196 | UNILAB Digital Ammeter Lcd | <p>The Unilab range of digital meters have been designed to provide accurate, high quality instruments for education applications. The meters are built to last with a robust and simple design, they have a large clear display and measure electrical properties with accuracy and reliability.</p> <p><strong>Digital Ammeter</strong></p> <ul> <li>Range: 0 &ndash; 10A D.C only.</li> <li>Overload Capability: &plusmn;100V.</li> <li>Display: 31/2 digit LCD with polarity and low battery indication.</li> <li>Battery: Internal 9v battery PP3 or equivalent (not included).</li> <li>Accuracy: +1% of full scale indication typical.</li> <li>Dimensions: 11 x 12 x 11cm</li> </ul> <p>The unit is powered by an internal PP3 battery which is not included, but is available to purchase separately (B8R05410).</p> | 40.55 | EA | FVRATE20 | 1
Physics | PP00058197 | UNILAB Digital Voltmeter Lcd | <p>The Unilab range of digital meters have been designed to provide accurate, high quality instruments for education applications. The meters are built to last with a robust and simple design, they have a large clear display and measure electrical properties with accuracy and reliability.</p> <p><strong>Digital Voltmeter</strong></p> <ul> <li>Range: 0 - 19.99V D.C only.</li> <li>Overload Capability: &plusmn;100V.</li> <li>Internal Resistance: 1MO.</li> <li>Display: 31/2 digit LCD with polarity and low battery indication.</li> <li>Battery: Internal 9v battery PP3 or equivalent (not included).</li> <li>Accuracy: +1% of full scale indication typical.</li> <li>Dimensions: 11 x 12 x 11cm</li> </ul> <p>The unit is powered by an internal PP3 battery which is not included, but is available to purchase separately (B8R05410).</p> | 40.55 | EA | FVRATE20 | 1
Physics | PP00058200 | UNILAB Multi-Timer | <p>The Unilab Multi-Timer is a microprocessor based, stand alone unit. It is a very versatile instrument having the following modes of operation.</p> <ul> <li>Time Interval (4)</li> <li>Event times (8)</li> <li>Speed (4)</li> <li>Acceleration Data</li> <li>Accelerations (2)</li> <li>A fast timer (8) - for times &lt;10,000us the resolution is 1us</li> <li>A Gap Timer (1)</li> </ul> <p>The Multi-Timer embraces touch screen technology making it faster and easier to operate. It has a metal enclosure making it robust and durable for classroom use and has all the capabilities needed to explore kinematics.</p> <p>The Acceleration Data mode displays two velocities and the time interval been the velocities. Students can use this information to calculate the acceleration. Once the concept has been developed students can then switch to using the acceleration mode to explore and investigate their world without having to do the calculation every time. The full range of measurements capable on this device make it easy for students to carry out experiments and solidify their understanding.</p> <p>The Multi-Timer has two light gate input options, either 4mm input sockets or the device specific sockets which are compatible with the UNILAB light Bridge.</p> | 202.75 | EA | FVRATE20 | 1
Lab Equipment | PP00058206 | PH Hanging Slotted Masses Bass 100g Set | <p>A set of brass slotted masses with a hanger. Made of high quality brass with a fine finish. Each weight is engraved to show the individual mass. Masses are slotted allowing individual weights to be removed with ease. An essential piece of equipment for many weight-bearing science experiments spanning elementary to university learning.</p> <ul> <li>Nine slotted masses, each 10g, plus 10g hanger</li> <li>Polished finish.</li> </ul> <p><strong>Approximate Mass Dimensions:</strong></p> <ul> <li>Outer Diameter: 22.2mm</li> <li>Slot Width: 3mm</li> </ul> | 8.15 | PK | FVRATE20 | 1
Lab Equipment | PP00058212 | PH Hanging Slotted Masses Brass 250g Set | <p>A set of brass slotted masses with a hanger. Made of high quality brass with a fine finish. Each weight is engraved to show the individual mass. Masses are slotted allowing individual weights to be removed with ease. An essential piece of equipment for many weight-bearing science experiments spanning elementary to university learning.</p> <ul> <li>Nine slotted masses, each 25g, plus 25g hanger</li> <li>Polished finish.</li> </ul> <p><strong>Approximate Mass Dimensions:</strong></p> <ul> <li>Outer Diameter: 25.4mm</li> <li>Slot Width: 3mm</li> </ul> | 13.25 | PK | FVRATE20 | 1
Lab Equipment | PP00058214 | PH Hanging Slotted Masses Brass 250g set | <p>A set of brass slotted masses with a hanger. Made of high quality brass with a fine finish. Each weight is engraved to show the individual mass. Masses are slotted allowing individual weights to be removed with ease. An essential piece of equipment for many weight-bearing science experiments spanning elementary to university learning.</p> <ul> <li>Four slotted masses, each 50g, plus 50g hanger</li> <li>Polished finish.</li> </ul> <p><strong>Approximate Mass Dimensions:</strong></p> <ul> <li>Outer Diameter: 33mm</li> <li>Slot Width: 3mm</li> <li>Thickness: 18mm</li> </ul> | 11.75 | PK | FVRATE20 | 1
Lab Equipment | PP00058216 | PH Hanging Slotted Masses Brass 1kg Set | <p>A set of brass slotted masses with a hanger. Made of high quality brass with a fine finish. Each weight is engraved to show the individual mass. Masses are slotted allowing individual weights to be removed with ease. An essential piece of equipment for many weight-bearing science experiments spanning elementary to university learning.</p> <ul> <li>Nine slotted masses, each 10g, plus 10g hanger</li> <li>Polished finish.</li> </ul> <p><strong>Approximate Mass Dimensions:</strong></p> <ul> <li>Outer Diameter: 37mm</li> <li>Slot Width: 3mm</li> </ul> | 31.09 | PK | FVRATE20 | 1
Lab Equipment | PP00058218 | PH Hanging Slotted Masses Brass 500g Set | <p>A set of brass slotted masses with a hanger. Made of high quality brass with a fine finish. Each weight is engraved to show the individual mass. Masses are slotted allowing individual weights to be removed with ease. An essential piece of equipment for many weight-bearing science experiments spanning elementary to university learning.</p> <ul> <li>Nine slotted masses, each 50g, plus 50g hanger</li> <li>Polished finish.</li> </ul> <p><strong>Approximate Mass Dimensions:</strong></p> <ul> <li>Outer Diameter: 33mm</li> <li>Slot Width: 3mm</li> <li>Thickness: 18mm</li> </ul> | 19.29 | PK | FVRATE20 | 1
Lab Equipment | PP00058223 | PH Hanging Slotted Masses Brass 200g Set | <p>A set of brass slotted masses with a hanger. Made of high quality brass with a fine finish. Each weight is engraved to show the individual mass. Masses are slotted allowing individual weights to be removed with ease. An essential piece of equipment for many weight-bearing science experiments spanning elementary to university learning.</p> <ul> <li>Nine slotted masses, each 20g, plus 20g hanger</li> <li>Polished finish.</li> </ul> <p><strong>Approximate Mass Dimensions:</strong></p> <ul> <li>Outer Diameter: 23mm</li> <li>Slot Width: 3mm</li> </ul> | 12.25 | PK | FVRATE20 | 1
Lab Equipment | PP00058224 | PH Hanging Slotted Masses Brass 50g set | <p>A set of brass slotted masses with a hanger. Made of high quality brass with a fine finish. Each weight is engraved to show the individual mass. Masses are slotted allowing individual weights to be removed with ease. An essential piece of equipment for many weight-bearing science experiments spanning elementary to university learning.</p> <ul> <li>Four slotted masses, each 10g, plus 10g hanger</li> <li>Polished finish.</li> </ul> <p><strong>Approximate Mass Dimensions:</strong></p> <ul> <li>Outer Diameter: 22.2mm</li> <li>Slot Width: 3mm</li> </ul> | 3.09 | PK | FVRATE20 | 1
Lab Equipment | PP00058226 | PH Balance Weight Brass Capacity 500g | <p>Philip Harris Balance Weights are a high quality set of polished brass balance weights supplied with a wooden block for easy storage.</p> <p>Includes:</p> <ul> <li>1 x 200g</li> <li>2 x 100g</li> <li>1 x 50g</li> <li>1 x 20g</li> <li>2 x 10g</li> <li>1 x 5g</li> <li>2 x 2g</li> <li>1 x 1g</li> </ul> | 24.85 | EA | FVRATE20 | 1
Lab Equipment | PP00058227 | PH Balance Weight Brass Capacity 1000g | <p>Philip Harris Balance Weights are a high quality set of polished brass balance weights supplied with a wooden block for easy storage.</p> <p>Includes:</p> <ul> <li>1 x 500g</li> <li>1 x 200g</li> <li>2 x 100g</li> <li>1 x 50g</li> <li>1 x 20g</li> <li>2 x 10g</li> <li>1 x 5g</li> <li>2 x 2g</li> <li>1 x 1g</li> </ul> | 48.79 | EA | FVRATE20 | 1
Lab Equipment | PP00058228 | PH Balance Weight Brass Capacity 2000g | <p>Philip Harris Balance Weights are a high quality set of polished brass balance weights supplied with a wooden block for easy storage.</p> <p>Includes:</p> <ul> <li>1 x 1000g</li> <li>1 x 500g</li> <li>1 x 200g</li> <li>2 x 100g</li> <li>1 x 50g</li> <li>1 x 20g</li> <li>2 x 10g</li> <li>1 x 5g</li> <li>2 x 2g</li> <li>1 x 1g</li> </ul> | 83.15 | EA | FVRATE20 | 1
Lab Equipment | PP00058229 | PH Spare Slotted Masses Brass 5g P5 | <p>Spare brass masses.</p> <ul> <li>Brass</li> <li>5g Slotted weight</li> <li>Pack of 5</li> </ul> <p><strong>Approximate Mass Dimensions:</strong></p> <ul> <li>Outer Diameter: 17.4mm</li> <li>Slot Width: 3mm</li> </ul> | 5.09 | PK | FVRATE20 | 1
Lab Equipment | PP00058230 | PH Spare Slotted Masses Brass 10g P5 | <p>Spare brass masses.</p> <ul> <li>Brass</li> <li>10g Slotted weight</li> <li>Pack of 5</li> </ul> <p><strong>Approximate Mass Dimensions:</strong></p> <ul> <li>Outer Diameter: 22.2mm</li> <li>Slot Width: 3mm</li> </ul> | 6.15 | PK | FVRATE20 | 1
Lab Equipment | PP00058231 | PH Spare Slotted Masses Brass 20g P5 | <p>Spare brass masses.</p> <ul> <li>Brass</li> <li>20g Slotted weight</li> <li>Pack of 5</li> </ul> <p><strong>Approximate Mass Dimensions:</strong></p> <ul> <li>Outer Diameter: 23mm</li> <li>Slot Width: 3mm</li> </ul> | 7.65 | PK | FVRATE20 | 1
Lab Equipment | PP00058232 | PH Spare Slotted Masses Brass 50g P5 | <p>Spare brass masses.</p> <ul> <li>Brass</li> <li>50g Slotted weight</li> <li>Pack of 5</li> </ul> <p><strong>Approximate Mass Dimensions:</strong></p> <ul> <li>Outer Diameter: 33mm</li> <li>Slot Width: 3mm</li> <li>Thickness: 18mm</li> </ul> | 13.25 | PK | FVRATE20 | 1
Lab Equipment | PP00058233 | PH Spare Slotted Masses Brass 100g P5 | <p>Spare brass masses.</p> <ul> <li>Brass</li> <li>100g Slotted weight</li> <li>Pack of 5</li> </ul> <p><strong>Approximate Mass Dimensions:</strong></p> <ul> <li>Outer Diameter: 37mm</li> <li>Slot Width: 3mm</li> <li>Thickness: 11mm</li> </ul> | 20.85 | PK | FVRATE20 | 1
Lab Equipment | PP00058234 | PH Premium Bunsen Burner LP Bottled Gas | <p>Bottled Gas Bunsen Burner for use with LPG Gas Supply</p> <p>Nickel-plated Bunsen burner with rotatable air regulator and a cylindrical rifled connector, mounted on die-casted non-tipping base.</p> <p>For use in schools with propane or butane bottled gas supply.</p> <ul> <li>Burner Tube: 13mm&nbsp;</li> <li>Base Diameter: 150mm</li> <li>Overall Height: 145mm</li> <li>Connector Outer Diameter: 9mm (so N8 Tubing recommended)</li> <li>Weight: 300g</li> </ul> <p>Neoprene Tubing is recommended for LPG Bunsen Burners.</p> | 13.19 | EA | FVRATE20 | 1
Lab Equipment | PP00058236 | PH Premium Bunsen Burner Natural Gas | <p>Natural Gas Bunsen Burner - for use with Methane Gas Supply&nbsp;</p> <p>Nickel-plated burner tube with rotatable air regulator and a cylindrical riffled connector, mounted on die-casted non-tipping base.</p> <p>For use in schools with a piped Methane/Natural gas supply.</p> <ul> <li>Burner Tube: 13mm</li> <li>Base Diameter: 150mm</li> <li>Overall Height: 145mm</li> <li>Connector Outer Diameter: 9mm (so N8 Tubing recommended)</li> <li>Weight: 300g</li> </ul> | 13.19 | EA | FVRATE20 | 1
Lab Equipment | PP00058238 | PH Premium Micro Burner LPG Bottled Gas | <p>Bottled Gas Bunsen Burner for use with LPG Gas Supply</p> <p>Nickel-plated Bunsen burner with rotatable air regulator and a cylindrical rifled connector, mounted on die-casted non-tipping base..</p> <p>For use in schools with propane or butane bottled gas supply.</p> <ul> <li>Burner Tube: 8mmm</li> <li>Base Diameter: 150mm</li> <li>Overall Height: 100mm</li> <li>Connector Outer Diameter: 9mm (so N8 Tubing recommended)</li> <li>Weight: 280g</li> </ul> <p>Neoprene Tubing is recommended for LPG Bunsen Burners.</p> | 14.19 | EA | FVRATE20 | 1
Lab Equipment | PP00058239 | PH Premium Micro Burner Natural Gas | <p>Natural Gas Bunsen Burner - for use with Methane Gas Supply&nbsp;</p> <p>Nickel-plated burner tube with rotatable air regulator and a cylindrical riffled connector, mounted on an enamelled pressed-steel base.</p> <p>For use in schools with a piped Methane/Natural gas supply.</p> <ul> <li>Burner Tube: 8mm</li> <li>Base Diameter: 150mm</li> <li>Overall Height: 100mm</li> <li>Connector Outer Diameter: 9mm (so N8 Tubing recommended)</li> <li>Weight: 280g</li> </ul> | 14.19 | EA | FVRATE20 | 1
Lab Equipment | PP00058240 | PH Premium Teclu Burner LPG Bottled Gas | <p>Bottled Gas Bunsen Burner for use with LPG Gas Supply</p> <p>Nickel-plated Bunsen burner with rotatable air regulator and a cylindrical rifled connector, mounted on die-casted non-tipping base.</p> <p>For use in schools with propane or butane bottled gas supply.</p> <ul> <li>Burner Tube: 13mm</li> <li>Base Diameter: 150mm</li> <li>Overall Height: 155mm</li> <li>Connector Outer Diameter: 9mm (so N8 Tubing recommended)</li> <li>Weight: 370g</li> </ul> <p>Neoprene Tubing is recommended for LPG Bunsen Burners.</p> | 30.39 | EA | FVRATE20 | 1
Lab Equipment | PP00058241 | PH Premium Teclu Burner Natural Gas | <p>Natural Gas Bunsen Burner - for use with Methane Gas Supply&nbsp;</p> <p>Nickel-plated burner tube with rotatable air regulator and a cylindrical riffled connector, mounted on an enamelled pressed-steel base.</p> <p>For use in schools with a piped Methane/Natural gas supply.</p> <ul> <li>Burner Tube: 13mm</li> <li>Base Diameter: 150mm</li> <li>Overall Height: 155mm</li> <li>Connector Outer Diameter: 9mm&nbsp;</li> <li>Weight: 370g</li> </ul> | 30.39 | EA | FVRATE20 | 1
Lab Equipment | PP00058244 | Retort Stand Base and Rod Assembly 50cm | <p>Basic retort stand bundle consisting of:</p> <ul> <li>1 x retort stand A shape base: Power coasted finish with 10x15mm thread, Dimensions: 180mm side</li> <li>1 x retort stand rod: plated mild steel, screwed: 10mm x 1.5mm metric thread, Dimensions: (L)500mm x (D)12mm.</li> </ul> | 16.29 | EA | FVRATE20 | 1
Lab Equipment | PP00058245 | Retort Stand Base and Rod Assembly 60cm | <p>Basic retort stand bundle consisting of:</p> <ul> <li>1 x retort stand A shape base: Power coasted finish with 10x15mm thread, Dimensions: 220mm side</li> <li>1 x retort stand rod: plated mild steel, screwed: 10mm x 1.5mm metric thread, Dimensions: (L)600mm x (D)12mm.</li> </ul> | 19.29 | EA | FVRATE20 | 1
Lab Equipment | PP00058246 | Retort Stands Base and Rod Assembly 75cm | <p>The durable and sturdy construction of this Philip Harris Retort Stand Base &amp; Rod Set makes it an excellent choice for science classrooms, household laboratories &amp; basic professional laboratories.carefully designed by a team of laboratory professionals and experienced engineers with quality and durability in mind. They are manufactured with only the highest grade, raw materials and according to international quality standards to ensure that they can withstand use in even the toughest laboratory environments.</p> <ul> <li>HIGH QUALITY ¦¦ Rod and base set consisting of an A-shaped retort base made of corrosion-resistant, powder-coated pressed steel&nbsp;and 75cm rod made of steel</li> <li>STABILITY ¦¦ The 11" long by 11" wide 3-point base weighs 5.5lbs, providing superb stability for experiments &amp; setups - The included rod measures 29.5" tall and is 12mm in diameter</li> <li>TAPPED HOLE AND THREADED ROD ¦¦ Base features a tapped hole, which fits the included rod, and can accommodate other rods with a 10mm x 1.5mm metric thread</li> <li>GREAT FOR CLASSROOM &amp; HOME LABORATORIES ¦¦ The durable and sturdy construction of this base makes it an excellent choice for science classrooms, household laboratories &amp; basic professional laboratory setups</li> </ul> <p>What's in the set?</p> <ul> <li>1 x retort stand A shape base: Power coasted finish with 10x15mm thread, Dimensions: 280mm side.</li> <li>1 x retort stand rod: plated mild steel, screwed: 10mm x 1.5mm metric thread, Dimensions: (L)750mm x (D)12mm.</li> </ul> | 30.45 | EA | FVRATE20 | 1
Lab Equipment | PP00058247 | Heavy Duty Table Clamp | <p>When you need something held in place, our premium multi-purpose clamp will do just the trick. It can be used for holding rods and pulleys, immobilizing meter sticks, securing lab equipment, and can also function as a G-Clamp.</p> <ul> <li>Made from heavy duty, die-cast metal, and features a vinyl sleeve and swivel pad to ensure a strong, slip proof grip on a variety of surfaces, up to 65mm thick.</li> <li>Non-ferrous, drop forged steel construction that will not bend or break under heavy loads.</li> <li>Solid metal screw adjustments and handles won't break while tightening.</li> <li>The built-in holder can accommodate rods or pulleys measuring up to 16mm in diameter.</li> </ul> | 13.19 | EA | FVRATE20 | 1
Lab Equipment | PP00058248 | PH Hanging Slotted Masses Steel 100g set | <p>A set of stainless steel slotted masses with a hanger. Made of high quality brass with a fine finish. Each weight is engraved to show the individual mass. Masses are slotted allowing individual weights to be removed with ease. An essential piece of equipment for many weight-bearing science experiments spanning elementary to university learning.</p> <ul> <li>Nine slotted masses, each 10g, plus 10g hanger</li> <li>Polished finish.</li> </ul> <p><strong>Approximate Mass Dimensions:</strong></p> <ul> <li>Outer Diameter: 16mm</li> <li>Slot Width: 4.8mm</li> <li>Thickness: 4.8mm</li> </ul> | 9.15 | PK | FVRATE20 | 1
Lab Equipment | PP00058249 | PH Hanging Slotted Masses Steel 250g set | <p>A set of stainless steel slotted masses with a hanger. Made of high quality brass with a fine finish. Each weight is engraved to show the individual mass. Masses are slotted allowing individual weights to be removed with ease. An essential piece of equipment for many weight-bearing science experiments spanning elementary to university learning.</p> <ul> <li>Nine slotted masses, each 25g, plus 25g hanger</li> <li>Polished finish.</li> </ul> <p><strong>Approximate Mass Dimensions:</strong></p> <ul> <li>Outer Diameter: 22mm</li> <li>Slot Width: 4.8mm</li> <li>Thickness: 9mm</li> </ul> | 15.25 | PK | FVRATE20 | 1
Lab Equipment | PP00058250 | PH Hanging Slotted Masses Steel 250g set | <p>A set of stainless steel slotted masses with a hanger. Made of high quality brass with a fine finish. Each weight is engraved to show the individual mass. Masses are slotted allowing individual weights to be removed with ease. An essential piece of equipment for many weight-bearing science experiments spanning elementary to university learning.</p> <ul> <li>Four slotted masses, each 50g, plus 50g hanger</li> <li>Polished finish.</li> </ul> <p><strong>Approximate Mass Dimensions:</strong></p> <ul> <li>Outer Diameter: 32mm</li> <li>Slot Width: 4.8mm</li> <li>Thickness: 9.5mm</li> </ul> | 13.75 | PK | FVRATE20 | 1
Lab Equipment | PP00058251 | PH Hanging Slotted Masses Steel 1kg set | <p>A set of stainless steel slotted masses with a hanger. Made of high quality brass with a fine finish. Each weight is engraved to show the individual mass. Masses are slotted allowing individual weights to be removed with ease. An essential piece of equipment for many weight-bearing science experiments spanning elementary to university learning.</p> <ul> <li>Four slotted masses, each 100g, plus 100g hanger</li> <li>Polished finish.</li> </ul> <p><strong>Approximate Mass Dimensions:</strong></p> <ul> <li>Outer Diameter: 38mm</li> <li>Slot Width: 4.8mm</li> <li>Thickness: 11mm</li> </ul> | 43.59 | PK | FVRATE20 | 1
Lab Equipment | PP00058252 | PH Hanging Slotted Masses Steel 500g set | <p>A set of stainless steel slotted masses with a hanger. Made of high quality brass with a fine finish. Each weight is engraved to show the individual mass. Masses are slotted allowing individual weights to be removed with ease. An essential piece of equipment for many weight-bearing science experiments spanning elementary to university learning.</p> <ul> <li>Nine slotted masses, each 50g, plus 50g hanger</li> <li>Polished finish.</li> </ul> <p><strong>Approximate Mass Dimensions:</strong></p> <ul> <li>Outer Diameter: 32mm</li> <li>Slot Width: 4.8mm</li> <li>Thickness: 9.5mm</li> </ul> | 22.35 | PK | FVRATE20 | 1
Lab Equipment | PP00058253 | PH Hanging Slotted Masses Steel 200g set | <p>A set of stainless steel slotted masses with a hanger. Made of high quality brass with a fine finish. Each weight is engraved to show the individual mass. Masses are slotted allowing individual weights to be removed with ease. An essential piece of equipment for many weight-bearing science experiments spanning elementary to university learning.</p> <ul> <li>Nine slotted masses, each 20g, plus 20g hanger</li> <li>Polished finish.</li> </ul> <p><strong>Approximate Mass Dimensions:</strong></p> <ul> <li>Outer Diameter: 19mm</li> <li>Slot Width: 4.8mm</li> <li>Thickness: 8mm</li> </ul> | 15.25 | PK | FVRATE20 | 1
Lab Equipment | PP00058254 | PH Hanging Slotted Masses Steel 50g set | <p>A set of stainless steel slotted masses with a hanger. Made of high quality brass with a fine finish. Each weight is engraved to show the individual mass. Masses are slotted allowing individual weights to be removed with ease. An essential piece of equipment for many weight-bearing science experiments spanning elementary to university learning.</p> <ul> <li>Four slotted masses, each 10g, plus 10g hanger</li> <li>Polished finish.</li> </ul> <p><strong>Approximate Mass Dimensions:</strong></p> <ul> <li>Outer Diameter: 16mm</li> <li>Slot Width: 4.8mm</li> <li>Thickness: 4.8mm</li> </ul> | 4.59 | PK | FVRATE20 | 1
Physics | PP00058261 | Horseshoe Magnet | <p>This Horseshoe Magnet is ideal for for science education use and comparing magnet strengths between different shapes and materials.</p> <ul> <li>Painted red with keeper.</li> <li>Dimensions:&nbsp; 50x12x15mm</li> </ul> | 12.19 | EA | FVRATE20 | 1
Lab Equipment | PP00058263 | Junior Safety Goggles | <p>Junior Safety Goggles</p> <ul> <li>Junior goggle with reduced size housing</li> <li>Indirect vent goggle</li> <li>Soft contoured wide face area for a comfortable fit</li> <li>Ideal for children and people with small facial features</li> <li>Clear polycarbonate lens</li> <li>Elasticated headband</li> <li>weight 60g</li> </ul> <p>One pair of goggles</p> | 3.89 | EA | FVRATE20 | 1
Lab Equipment | PP00058369 | Unilab Millisecond Timer | <p>This versatile and simple to use millisecond timer offers a convenient way to measure time durations of 0- 9.999 s. It has built in logic to allow A - A and A - B timing modes using the two inputs provided. The millisecond timer automatically adjusts for normally open and normally closed switches making set-up very simple. The millisecond timer is a perfect choice for use with the g by freefall apparatus and other fast timing applications.</p> | 63.15 | EA | FVRATE20 | 1
Catering | PP00058440 | Aluminium Foil 75m | <p>Equip your kitchen with the reliable, high-quality <strong>Good2Go Aluminium Foil</strong>, designed to meet the demands of professional kitchens. With a width of 30cm and length of 75m, this cutter-box foil provides easy-to-use, continuous coverage for all your culinary needs.</p> <p><strong>Key Features:</strong></p> <ul> <li><strong>Dimensions:</strong> 30cm wide x 75m long</li> <li><strong>Professional Quality:</strong> Ideal for lining, grilling, roasting, and covering dishes</li> <li><strong>Eco-Friendly:</strong> 100% recyclable, making it a sustainable choice for any kitchen</li> </ul> | 16.49 | EA | FVRATE20 | 1
Appliances | PP00058450 | UNILAB Retro DC(0-12V3A) | <p>The UNILAB Retro DC Power Unit is an exceptional choice for educational settings, designed to efficiently provide DC power with outstanding regulation and minimal ripple noise. Utilising advanced switch mode technology, this versatile power supply offers a consistent output ranging from 0 to 12 volts, adjustable in 1V increments through its intuitive centre dial. It supports a maximum continuous current of 3 amperes, making it ideal for powering a large amount of science experiments.</p> <p>The power unit is equipped with protective mechanisms to guard against short circuits and overload conditions, ensuring safety and reliability for both the device and connected circuits. This feature is complemented by a simple reset button to easily restore normal operation if required.</p> <p>Featuring a lightweight and compact design, the power unit is easily stored, transported, and handled, without compromising on robustness. Built with convenience in mind, it includes 4mm output sockets that are compatible with a variety of educational equipment and experiments.</p> <p>Key features include:</p> <ul> <li>Adjustable output voltage from 0-12V</li> <li>Continuous maximum current of 3A</li> <li>Exceptional accuracy and regulation</li> <li>Durable and ergonomic with a classic design</li> <li>Safety features for output protection</li> <li>Compliance with BS EN61010-1 standards</li> </ul> <p>Dimensions:</p> <ul> <li>Width: 160mm</li> <li>Height: 105mm</li> <li>Length: 230mm</li> <li>Weight: 0.9Kg</li> </ul> | 60.79 | EA | FVRATE20 | 1
Appliances | PP00058451 | UNILAB Retro Lockable | <p>The UNILAB Retro Lockable Power Unit is a versatile and reliable power supply, specifically designed for educational settings to deliver outstanding electrical performance through state-of-the-art switch mode technology. Capable of providing direct current (DC) power, this unit offers a meticulously controlled output voltage adjustable in 0.1V increments, up to a maximum of 15V, with an maximum continuous current capacity of 8A.</p> <p>Key safety and performance features include a sophisticated voltage limit lock, activated via an integrated USB key, to safeguard your experiments and equipment. Furthermore, the device is equipped with protected output terminals, ensuring automatic shutdown in short circuit or overload situations to preserve both the power unit and connected circuits. The integrated reset button easily restores functionality following any protection-induced interruptions.</p> <p>This power unit is crafted with an ergonomic and retro-inspired design, ensuring not only robust construction but also ease of storage and transportation, making it ideal for busy classroom environments. Its internal cooling fan further enhances longevity by preventing overheating even under rigorous use.</p> <ul> <li>Adjustable output voltage: 0-15V</li> <li>Maximum continuous current: 8A</li> <li>Enhanced output accuracy and regulation</li> <li>Equipped with 4mm output sockets</li> <li>Advanced switch mode technology</li> <li>Built-in cooling fan for thermal management</li> <li>Compact and ergonomic design for convenient use</li> <li>Complies with BS EN61010-1 safety standards</li> </ul> <p>Dimensions:</p> <ul> <li>Width: 160mm</li> <li>Height: 105mm</li> <li>Length: 230mm</li> <li>Weight: 1.5Kg</li> </ul> | 115.95 | EA | FVRATE20 | 1
Appliances | PP00058452 | UNILAB Spacesaver USB Key | <p>Spare USB key for the New Generation UNILAB Power Supplies below:</p> <p>UNILAB Lockmaster Power Unit: PP00057619</p> <p>UNILAB College Power Unit: PP00057621</p> <p>UNILAB Retro Lockable Power Unit: PP00058451</p> | 3.05 | EA | FVRATE20 | 1
Appliances | PP00058455 | UNILAB Spacesaver Front Dial | <p>Spare front dial for the New Generation UNILAB Power Supplies below:</p> <p>UNILAB Lockmaster Power Unit: PP00057619</p> <p>UNILAB Bench Power Unit: PP00057620</p> <p>UNILAB College Power Unit: PP00057621</p> <p>UNILAB Retro DC Power Unit: PP00058450</p> <p>UNILAB Retro Lockable Power Unit: PP00058451</p> | 3.05 | EA | FVRATE20 | 1
Physics | PP00058457 | UNILAB Power Signal Generator | <p>The new UNILAB Power Signal Generator has been simplified to allow ease of use in the classroom. The new design is compact and lightweight for easy storage and transport around the physics lab.</p> <p>The generator now features a digital display function screen, which displays the waveform and allows students to visualise the different shapes of the selected wave. Waveform can be selected from Sine, Square, Ramp, Pulse and Aux.</p> <p>The five menu selection keys are neatly displayed next to the screen to easily activate the corresponding menu function.</p> <p>It can produce a wide range of signals from 1Hz to 1mHz in Sine Wave output, and 1Hz to 400kHz in the other waveform outputs.</p> <p>There are low and high impedance outputs and also an internal speaker that can be turned on and off.</p> <p>Frequency is controlled by using the selection keys on the side of the screen, then adjusted and controlled using the main dial on the front of the instrument. The selected frequency will be displayed on the main screen underneath the selected waveform. Similarly, the amplitude can be selected and adjusted using the menu keys and the main dial. The selection keys are also used to select the required waveform function.</p> <p>There is a separate speaker control key that can be used to turn the internal speaker on or off. The speaker volume can be controlled when using the low impedance.</p> <p>There is an auxiliary input for amplification of an external signal such as a microphone or music player.</p> <p>The instrument is ideal for powering large speakers and is necessary for driving the Philip Harris Vibration Generator or Rubens tube to allow students to explore vibrations and waves.</p> <p>The new design is compact, lightweight and ergonomically pleasing. It features a convenient cable holder that can also function as a carry handle. Furthermore, it&rsquo;s intelligent design includes stacking slots, allowing for efficient space saving storage by stacking multiple units securely.</p> <ul> <li>Sine, Square, Ramp, Pulse and Aux waveforms</li> <li>Amplitude and Frequency modulation</li> <li>Instrument amplifier for amplification of signal generator or external input</li> <li>Continuously variable output</li> <li>Low and high impedance inputs</li> <li>Built in speaker that can turned off</li> <li>Thermal trip protection for transformer.</li> </ul> | 306.09 | EA | FVRATE20 | 1
Glassware, Plastics & Ceramics | PP00058487 | FE Plastic Measuring CylindersAssortedP7 | <p>A great value set of assorted plastic measuring cylinders, ranging from 10 ml to 1000 ml.</p> <ul> <li>Pack of 7</li> </ul> | 10.95 | PK | FVRATE20 | 1
Glassware, Plastics & Ceramics | PP00058513 | Pipette Filler 10ml Green | <p>Plastic pipette filler with easy to use finely adjustable thumb wheel. The thumb wheel draws liquid up into the pipette and the push button releases it.</p> <ul> <li>Volume: 10ml</li> </ul> | 3.59 | EA | FVRATE20 | 1
Glassware, Plastics & Ceramics | PP00058530 | Pipette Filler 25ml Red | <p>Plastic pipette filler with easy to use finely adjustable thumb wheel. The thumb wheel draws liquid up into the pipette and the push button releases it.</p> <ul> <li>Volume: 25ml</li> </ul> | 3.59 | EA | FVRATE20 | 1
Glassware, Plastics & Ceramics | PP00058531 | PorcelainSpotting Tile with12CavitiesP10 | <p>White porcelain spotting tile, with 12 cavities.</p> <ul> <li>Dimensions (L)11mm x (W)9.5mm</li> <li>Wells 22mm diameter</li> </ul> | 23.35 | PK | FVRATE20 | 1
Glassware, Plastics & Ceramics | PP00058532 | Polypropylene Stirring Rod 250mm | <p>These polypropylene stirring rods eliminate the possibility of scratching or other damage to glass vessels. They have rounded ends and a high resistance to the majority of laboratory chemicals.</p> <ul> <li>Diameter: 10mm</li> <li>Length: 248mm</li> </ul> | 1.85 | EA | FVRATE20 | 1
Glassware, Plastics & Ceramics | PP00058533 | Plastic Dropping Bottle 125ml P10 | <p>Plain round plastic dropping bottle, LDPE Natural, with drop dispensing cap.</p> <ul> <li>Volume: 125ml</li> <li>Pack of 10</li> </ul> | 7.55 | PK | FVRATE20 | 1
Glassware, Plastics & Ceramics | PP00058543 | Round Bott Porcelain Evap Basin100ml P10 | <p>Round bottom shallow form porcelain evaporating basin. Glazed inside, with spout.</p> <ul> <li>Capacity: 100ml</li> <li>Pack Size: 10</li> </ul> | 12.79 | PK | FVRATE20 | 1
Chemistry | PP00058562 | Gas Delivery Tubes - Assorted Pack of 6 | <p>A set of six delivery tubes made out of Soda glass.</p> <ul> <li>Outside Diameter: 6mm</li> <li>Internal Diameter: 4mm</li> </ul> <p>Supplied as a set of 6, consisting of:</p> <ul> <li>1 x Bung Top</li> <li>1 x 90&deg; bend, arms 60mm long</li> <li>1 x 90&deg; bend, arms 60mm and 160mm long</li> <li>1 x 90&deg; bend, arms 60mm and 175mm long</li> <li>1 x small arm 'U' bend</li> <li>1 x long arm 'U' bend</li> </ul> <p>It is not recommended that these tubes be exposed to temperatures above 60&deg;C.</p> | 6.95 | PK | FVRATE20 | 1
Chemistry | PP00058563 | Gas Delivery Tubes - Assorted Pack of 4 | <p>Gas delivery tubes made of Soda glass.</p> <ul> <li>Outer Diameter: 6mm</li> <li>Internal Diameter: 4mm</li> </ul> <p>This set comprises of:-</p> <ul> <li>1 x short, straight: 70mm length</li> <li>1 x long, straight: 170mm length</li> <li>1 x 90&deg; bend, arms: 60mm,160mm length</li> <li>1 x 90&deg; bend, arms: 60mm long</li> </ul> <p>It is not recommended that these tubes be exposed to temperatures above 60&deg;C.</p> | 3.05 | PK | FVRATE20 | 1
Glassware, Plastics & Ceramics | PP00058564 | Acrylic Burette - 50ml | <p>Clear acrylic burette made in TPX with leak proof stopcock. Ideal for introducing titration to students without the expense of Class A or Class B glass burettes.</p> <ul> <li>Capacity: 50ml</li> <li>Material: Acrylic</li> <li>Graduations: 0.1ml</li> </ul> | 7.39 | EA | FVRATE20 | 1
Biology | PP00058565 | Inoculating Loops - Pack of 5 | <p>Nichrome wire with 6mm diameter loop formed at one end. For use with the Inoculating Loop Holder</p> <ul> <li>Length: 75mm.</li> <li>Pack of 5</li> </ul> | 3.05 | PK | FVRATE20 | 1
Appliances | PP00058601 | Heating Mantle Controlled 250ml | <p>Heating mantles are used for heating or tempering organic liquids placed in reaction kettles, round-bottomed flasks, or relevant reaction vessels required for the boiling, evaporation, distillation, or extraction process.</p> <p><strong>Specification:</strong></p> <ul> <li>Capacity: 250ml</li> <li>Maximum Temperature: 450&deg;C</li> <li>Heating Element: Nichrome Wire</li> <li>Heating Power: 0.15kW</li> <li>Weight: 2.3kg</li> </ul> | 101.35 | EA | FVRATE20 | 1
Appliances | PP00058602 | Heating Mantle Controlled 100ml | <p>Heating mantles are used for heating or tempering organic liquids placed in round-bottomed flasks, or relevant reaction vessels required for the boiling, evaporation, distillation, or extraction process.</p> <p><strong>Specification:</strong></p> <ul> <li>Capacity: 100ml</li> <li>Maximum Temperature: 450&deg;C</li> <li>Heating Element: Nichrome Wire</li> <li>Heating Power: 0.1kW</li> <li>Weight: 2.3kg</li> </ul> | 98.39 | EA | FVRATE20 | 1
Physics | PP00058731 | Jensen Model 75 Stationary Steam Engine | <p>Jensen's largest &amp; most powerful dry fuel and gel heated steam engine. The steam engine runs on steam pressure made by heating water in a boiler, the same way water is boiled in a kettle. Fuel is placed in the tray beneath the boiler. The Jenson model 75 is a precision working model based on the first practical steam engines of the 1700's, which were used to pump water. It features a double acting stationary slide valve cylinder with plenty of low speed torque, 2-1/2 x 6 boiler, reversible, 2 speed pulley and a F-N-R Stephenson link shift lever, pop valve, whistle and throttle to give a complete working realism. The engine is equipped with a safety valve to ensure safe operation.&nbsp;</p> <p>Always place unit on a level surface that is heatproof.</p> <p>Due to chemical regulations and restrictions we can no longer sell Hexamine based fuel tablets.</p> <p><strong>This model of steam engine is for use with the LIVE STEAM GEL ONLY. Which can be purchased using code PP00058733.</strong></p> <p><strong>NOT FOR USE WITH THE WILESCO FUEL.</strong></p> <ul> <li>Model size: 280mm x 305mm x 228mm</li> <li>Weight: 2721g</li> </ul> | 338.95 | EA | FVRATE20 | 1
Physics | PP00058732 | Wilesco D405 Steam Traction Engine | <p>The D405 live steam model of a mobile steam traction engine is inspired by the widely popular steam tractors that were seen on our roads at the beginning of the 19th Century.&nbsp;</p> <p><strong>Features</strong></p> <ul> <li>Running board and canopy</li> <li>Operational chain steering from steering wheel</li> <li>Anodised &amp; painted roller wheels</li> <li>Forwards &amp; backwards drive</li> <li>Realistic smoking from chimney</li> <li>Stationary or mobile operation</li> <li>Short roof with special colour scheme</li> <li>Rubber tyres included</li> <li>Includes manual for safe operation</li> </ul> <p>This product is a detailed live steam model and is intended for demonstration only.</p> <p>This model is intended for use with&nbsp;<strong>Wilesco Fuel only which can be purchased using code PP00058734.</strong></p> <p><strong>NOT FOR USE WITH LIVE STEAM GEL.</strong></p> | 339.55 | EA | FVRATE20 | 1
Physics | PP00058733 | Live Steam Gel - 250ml | <p><strong>Suitable for Mamod and Jensen burner trays. ONLY.</strong></p> <p>A safer fuel for your steam engine &ndash; does not contain Hexamine or any other regulated ingredients. This fantastic new gel is a great alternative to solid fuel tablets; it burns to produce a fine, white ash with minimal fumes giving a good length run time in your favourite steam engines!</p> <ul> <li>Non-hazardous</li> <li>Safe for long term storage and transportation</li> <li>Suitable for storage in high temperatures</li> <li>One 250ml pouch is enough for approximately 12 -15 steams for an average-sized model steam engine.</li> <li>Holds shape when burning meaning no issue for use in existing trays.</li> <li>Screw-top nozzle for easy storage and dispensing.</li> </ul> <p>This fuel is for use with the following models of steam engines:</p> <p>Mamod Steam Engine SP5D</p> <p>Mamod Traction Engine.</p> <p>Jenson Model 75 Stationary Steam Engine - PP00058731.</p> <p><strong>NOT SUITABLE FOR USE WITH WIKESCO D405 STEAM TRACTION ENGINE.</strong></p> | 12.19 | EA | FVRATE20 | 1
Physics | PP00058734 | Wilesco Fuel - 200ml | <p>New Wilesco fuel developed to replace solid fuel tablets. This new bioethanol based fuel is for use in <strong>NEW</strong> <strong>Wilesco</strong> engines which have a specially adapted burner tray <strong>ONLY</strong>.</p> <p><em><strong>Do not use in original trays with holes down the sides, or in any other type of model.</strong></em></p> <p><em><strong>For older models new burner trays can be purchased from Wilesco stockists. Please check model of steam engine and burner tray type before purchase.</strong></em></p> <p><em><strong>This fuel is not for use with any other model of steam engine.</strong></em></p> | 13.95 | EA | FVRATE20 | 1
Glassware, Plastics & Ceramics | PP00058747 | Disposable Petri Dish 55x12mm P10 | <p>Clear plastic petri dishes. Triple vented. Supplied in sterile packs. Will deform on autoclaving.</p> <ul> <li>Depth: 15mm</li> <li>Diameter: 55mm</li> <li>Pack of 10</li> </ul> | 1.29 | PK | FVRATE20 | 1
Hygiene | PP00058843 | Tork Xpress M-fold Hand Towel 2-ply | <p>Budget-friendly, space-saving hand towels that deliver effective drying and reduce waste.</p> <p>Provide efficient hand drying in low to medium-traffic washrooms while staying within budget with our universal quality paper hand towels. The hand towels are made in an economical smaller size and, when used with a Tork Xpress&reg; dispenser, one-at-a-time dispensing reduces consumption and waste, further cutting costs. Our paper towels are sustainable as they're made from 100% recycled fibres and hold FSC and EU Ecolabel certifications. They're also suitable for short-term contact with food.</p> <ul> <li>18 packs, 237 paper hand towels each. 2 ply.&nbsp;</li> <li>Folded Size: 8cm. W 21.3cm.&nbsp;</li> <li>Unfolded Size: L 24cm. W21.3cm.&nbsp;</li> <li>Compatible with H2 dispensers.&nbsp;</li> </ul> <p>Did you know you can loan this dispenser? Findel offer a Dispenser Loan Scheme to schools and businesses at no extra cost including free measure up and installation. To find out more information, email martyn.craig@essity.com.Terms and Conditions apply.</p> | 52.99 | PK | FVRATE20 | 1
Primary Science | PP00058956 | Lego Education Science Kit Grades 6-8 | <p>** Launching September 2025**</p> <p>Hands-on science kits for secondary school students, designed to engage curiosity and drive meaningful learning.</p> <p>Designed to drive science learning outcomes, LEGO&reg; Education Science equips teachers with lessons for Year 7-9 that empower every student to succeed and foster collaboration as they tackle science hands-on through enquiry-based learning.</p> <p>Packed with LEGO&reg; bricks, building instructions, interactive hardware and a USB charging cable, every hands-on kit engages students, turning the classroom into a curiosity hub bubbling with exciting discoveries. This kit includes 40 curriculum-aligned, enquiry-based science lessons that are intuitive to set up and implement, maximising class time and ensuring instant classroom engagement.</p> <p>Throughout these age-appropriate lessons, students tackle science hands-on through enquiry-based learning and collaboratively explore their way to a solution. Get ready to fascinate students with enquiry-based exploration of real-world science concepts.</p> <p>Neatly packaged for easy clean-up in a sturdy, stackable box</p> <p>Unlimited access to lesson plans, lesson presentations and materials for getting started.</p> | 389 | EA | FVRATE20 | 1
Hygiene | PP00058981 | Classmates C Fold 2Ply Hand Towels-White | <p>Crafted with practicality and premium quality in mind, our Classmates C-Fold 2-ply Hand Towels are designed for use with the Classmates Hand Towel Dispenser, ensuring a seamless and easy hygienic experience.</p> <p>Measuring a generous L230 x W310mm, each white towel is a perfect blend of softness and durability, offering the ideal solution for your hand-drying needs.</p> <p>With 200 towels per sleeve and 15 sleeves per case, you're guaranteed a total of 3,000 towels &ndash; a plentiful supply that ensures you won't run out quickly.</p> <ul> <li>Use with Classmates Hand Towel Dispenser</li> <li>2-ply</li> <li>Towel Size L230 x W310mm</li> <li>200 towels per sleeve</li> <li>Total 3,000 towels per case</li> <li>Case quantity 15 sleeves</li> <li>White</li> </ul> | 28.69 | PK | FVRATE20 | 1
Appliances | PP00059082 | Autoclave Tape - 50m x 19mm | <p>An adhesive tape used in autoclaving to indicate whether a specific temperature has been reached. Autoclave tape works by stripes appearing after exposure to temperatures commonly used in sterilisation processes, typically 121&deg;C in a steam autoclave.</p> <ul> <li>Size: 55M x 19mm roll.</li> </ul> | 7.09 | EA | FVRATE20 | 1
Glassware, Plastics & Ceramics | PP00059083 | Sterile Disposable Pipettes 3ml P20 | <p>Translucent disposable plastic pipettes with precise graduations.&nbsp; Excellent for general laboratory use.&nbsp; Plastic pipettes are also perfect for colour mixing, pattern making or dripping controlled amounts of liquid.&nbsp; They are also ideal to help develop co-ordination skills.&nbsp; These pipettes also have graduations on to enable easy measuring.&nbsp; They can be washed and re-used if they have been used with non-toxic, water soluble chemicals.</p> <ul> <li>Volume: 3ml</li> <li>Pack of 20</li> </ul> | 1.69 | PK | FVRATE20 | 1
Appliances | PP00059086 | OHAUSGuardian 2000 Hotplate Stirrer178mm | <p>Dependable OHAUS Guardian&trade; 2000 Hotplate Stirrers are ideal for education and other lab environments that require affordable, everyday fast heating and reliable stirring of volumes of up to 15L.</p> <p>This has simple dial controls to easily adjust the heating and stirring functions.</p> <p>The durable housing includes a built-in support rod holder which accepts the optional support rod. Stirring models include PTFE coated stir bars.</p> <p><strong>Model:&nbsp;</strong></p> <ul> <li>e-G21HS07C</li> </ul> <p><strong>Plate Size:</strong></p> <ul> <li>178mm x 178mm</li> </ul> <p><strong>Applications:</strong></p> <ul> <li>Boiling Liquids,</li> <li>Water/Oil Bath Preparation,</li> <li>Sample and Solution Preparation,</li> <li>Dissolving Buffers and Reagents,</li> <li>Preparing Media,</li> <li>Concentrating Samples</li> </ul> <p><strong>Display:</strong></p> <ul> <li>Backlit LCD Display for temperature and speed</li> <li>Green indicator lights when unit is heating and stirring</li> <li>Prominent hot top indicator light</li> <li>Probe in use icon</li> <li>Single Point Calibration icon</li> </ul> <p><strong>Construction:</strong></p> <ul> <li>Durable metal housing,</li> <li>PET front panel,</li> <li>Control knobs,</li> <li>On/off switch for heater disconnect,</li> <li>Built-in support rod holder,</li> <li>Easy-to-clean ceramic top</li> </ul> | 359.95 | EA | FVRATE20 | 1
Lab Equipment | PP00059096 | Forehead Thermometer Strips P10 | <p>Quick and safe forehead strip thermometers using heat sensitive liquid encased in plastic film. Ideal for children and first aid kits. Supplied with instructions.</p> <ul> <li>Range: +37 to +40&deg;C</li> <li>Indicators: Every 1&deg;C/F</li> <li>Accuracy: +/-1&deg;C</li> </ul> <p>Pack of 10 thermometers.</p> | 20.25 | PK | FVRATE20 | 1
Chemistry | PP00059115 | Thermocolour Sheet 150x150mm | <p>A remarkable self adhesive sheet material printed with thermochromic liquid crystal 'ink'. Changes colour (bright blue) when heated above 27&ordm;C. Potential applications are many and varied. e.g, temperature indication/warnings, body jewellery, advertising displays i.e. attach a resistance wire to the rear and pass a small current to cause dramatic colour changes to the front 'screen'. 450 x 300mm. Note: Typical applications require only very small pieces - e.g. 25 x 25mm.</p> | 8.65 | EA | FVRATE20 | 1
Chemistry | PP00059116 | Thermocolour Sheet 450x300mm | <p>A remarkable self adhesive sheet material printed with thermochromic liquid crystal 'ink'. Changes colour (bright blue) when heated above 27&ordm;C. Potential applications are many and varied. e.g, temperature indication/warnings, body jewellery, advertising displays i.e. attach a resistance wire to the rear and pass a small current to cause dramatic colour changes to the front 'screen'. 450 x 300mm. Note: Typical applications require only very small pieces - e.g. 25 x 25mm</p> | 45.69 | EA | FVRATE20 | 1
Biology | PP00059126 | WF2 USB Microscope Eyepiece Camera | <p>The most flexible way to create a digital microscope is to combine a digital camera to a standard microscope. You can then move the camera onto different microscopes or use different cameras on any microscope for an incredible versatility.</p> <p>This microscope camera is easy-to-use, affordable and professionally selected for excellent colour resolution and rapid transmission. The downloadable, free of charge software is always available to enable the latest updates.&nbsp;&nbsp;</p> <p>This USB powered intuitive, cost-effective and user-friendly Wi-Fi camera offers good resolution, CMOS sensor and Wi-Fi connection. It also has the option to be used as a completely wireless solution when used with the optional battery pack holder (not included).&nbsp;</p> <p>The camera is recommended for basic/general applications in education and home use. Work in a fully interactive, flexible and dynamic digital classroom and maximize the efficiency of learning processes. Direct Wi-Fi as no router is required thanks to the direct remote application for simplified use. Ready to use on any microscope with direct eyepiece tube connection, thanks to the C-mount projection lens and rings included. Connectable also to all the trinocular tube of different brands using the C-mount projection lens included or additional focusable C-Mount adapter. Downloadable, free of charge software (Windows, Mac OS or Linux) is always available to enable the latest updates.</p> <ul> <li>Ideal for interactive, flexible and dynamic learning processes</li> <li>Simple, intuitive operation with powerful software</li> <li>Universal connection to any microscope brand</li> <li>Direct eyepiece &amp; trinocular port connection</li> <li>4 MP images:&nbsp;Wi-Fi interface</li> <li>USB Powered</li> <li>Direct Wi-Fi connection (no router is required)</li> <li>Image and video capturing function when used in Wi-Fi mode</li> <li>Reliable colour fidelity</li> <li>C-mount projection lens and rings included</li> <li>USB cable and calibration slide included</li> <li>Downloadable, free of charge software&raquo; OPTIKA ProView &amp; LiteView for Windows</li> <li>OPTIKA LiteView for Mac OS or Linux</li> </ul> <p>BATTERY PACK SOLD SEPARATELY</p> | 354.79 | EA | FVRATE20 | 1
Physics | PP00059187 | Philip Harris Foundation Physics Gears | <p>Foundation Physics - Gear Apparatus</p> <p><em><strong>Please Note: The Foundation Physics Universal Stand is also required but is not included and will need to be purchased separately using the code PP00054183.</strong></em></p> <ul> <li>The Foundation Physics range centres around the Universal Stand and includes accessories which allow a wide range of experiments to be conducted. Each add-on includes a comprehensive instructional guide with student tasks which are linked to the curriculum. The Universal Stand is required for each add-on.</li> </ul> <p>The Foundation Physics Gear Apparatus is a versatile hands-on tool that can be used to demonstrate many principles of physics.</p> <p>Using the levers in the kit, students can explore the ideas of torque and mechanical advantage as well as more advanced topics, such as vectors.</p> <p>Students can build first, second, and third-class levers and test each to decide which is the best in moving a mass.</p> <p>The gears allow students to investigate mechanical advantage with gears, gear ratios, multiple and compound gears, combinations of gears and levers, and how the number of teeth in a gear affects the output force.</p> <p>The Gear Apparatus includes:</p> <ul> <li>2 x Gear with 12 teeth</li> <li>1 x Gear with 24 teeth</li> <li>1 x Gear with 36 teeth</li> <li>2 x Levers</li> <li>1 x Lever Stop</li> <li>Fixing Bolts</li> <li>Instructions</li> <li>Teachers Guide</li> <li>Students Guide</li> </ul> <p><em><strong>Additional apparatus required:</strong></em></p> <ul> <li><em></em>Foundation Physics Universal Stand (PP00054183)</li> <li>Hanging Masses (PP00058216)</li> <li>Newton Meters: 5N (B8A40411) &amp; 20N (B8A40435)</li> <li>Protractor (B8R07011)</li> <li>2 x Metre Rulers (B8A73830)</li> <li>Marking Tape (B8R07041)</li> <li>Calculator (PP00054618)</li> </ul> | 49.95 | EA | FVRATE20 | 1
Glassware, Plastics & Ceramics | PP00059218 | AZLON Translucent Plastic Bottle 60mlP10 | <p>These Azlon&reg; translucent plastic bottles with wide mouth and heavy duty screw caps offer excellent chemical resistance and are Autoclavable.</p> <p>Suitable for storing a wide range of chemicals and media.</p> <ul> <li>Volume: 60ml</li> <li>Pack of 10</li> </ul> | 11.75 | PK | FVRATE20 | 1
Lab Equipment | PP00059219 | MES Bulb Holder With 4mm Sockets P20 | <p>Miniature M.E.S. bulb holder, for all M.E.S. bulbs. Solder tag connections. For low voltage use only.</p> <ul> <li>Bulbs are not included</li> <li>Pack of 20</li> </ul> | 4.59 | PK | FVRATE20 | 1
Lab Equipment | PP00059223 | 4mm Stackable Plug Yellow P10 | <p>High quality 4mm in-line stackable plug, incorporating 4mm socket in the rear.</p> <p>Nickel plated beryllium copper plug with stainless steel spring.</p> <p>Lead wire is held in place by screw connection.</p> <ul> <li>Maximum current carrying capacity: 10A</li> <li>Colour: Yellow</li> <li>Pack of 10</li> </ul> | 6.09 | PK | FVRATE20 | 1
Lab Equipment | PP00059225 | Cell Holder - 1 x D (HP2) 1.5V - P10 | <p>1 x D battery holder moulded from black thermoplastic, with solder tag terminals.</p> <ul> <li>Must be used with <strong>Zinc Chloride or Zinc Carbon</strong> Batteries - can be ordered using code B8R05412</li> <li><strong>The use of alkaline or rechargeable batteries is not recommended.</strong></li> <li>Other size holders are available.</li> <li>Total Voltage: 1.5V</li> </ul> <p>Size D battery holder. Must be used with high powered <strong>Zinc Chloride or Zinc Carbon</strong> batteries - B8R05412.</p> <ul> <li>Cell Holders for 2 x AA, 4 x AA and C batteries are also available.</li> <li>Pack of 10</li> </ul> | 6.09 | PK | FVRATE20 | 1
Lab Equipment | PP00059227 | Cell Holders - 1 x C (HP11) 1.5V - P10 | <p>1 x C battery holder moulded from black thermoplastic, with solder tag terminals.</p> <ul> <li>Must be used with <strong>Zinc Chloride or Zinc Carbon</strong> Batteries - can be ordered using code&nbsp;B8R05411</li> <li><strong>The use of alkaline or rechargeable batteries is not recommended.</strong></li> <li>Other size holders are available.</li> <li>Total Voltage: 1.5V</li> </ul> <p>Size C battery holder. Must be used with high powered <strong>Zinc Chloride or Zinc Carbon</strong> batteries - B8R05411</p> <ul> <li>Cell Holders for 2 x AA, 4 x AA and D batteries are also available.</li> </ul> | 5.19 | PK | FVRATE20 | 1
Lab Equipment | PP00059228 | Cell Holders - 2 x AA (HP7) 3V - P10 | <p>2 x AA battery holder moulded from black thermoplastic, with press stud (snap) terminals.</p> <ul> <li>Must be used with <strong>Zinc Chloride or Zinc Carbon</strong> Batteries - can be ordered using code B8R05409</li> <li><strong>The use of alkaline or rechargeable batteries is not recommended.</strong></li> <li>Other size holders are available.</li> <li>Total Voltage: 3V</li> </ul> <p>Size AA battery holder. Must be used with high powered <strong>Zinc Chloride or Zinc Carbon</strong> batteries - B8R05409.</p> <ul> <li>Cell Holders for 4 x AA, C and D batteries are also available.</li> <li>Pack of 10</li> </ul> | 4.05 | PK | FVRATE20 | 1
Lab Equipment | PP00059229 | 4mm Stackable Plug - Red - Pack of 10 | <p>High quality 4mm in-line stackable plug, incorporating 4mm socket in the rear.</p> <p>Nickel plated beryllium copper plug with stainless steel spring.</p> <p>Lead wire is held in place by screw connection.</p> <ul> <li>Maximum current carrying capacity: 10A</li> <li>Colour: Red</li> <li>Pack of 10</li> </ul> | 5.95 | PK | FVRATE20 | 1
Lab Equipment | PP00059230 | 4mm Stackable Plug Black P10 | <p>High quality 4mm in-line stackable plug, incorporating 4mm socket in the rear.</p> <p>Nickel plated beryllium copper plug with stainless steel spring.</p> <p>Lead wire is held in place by screw connection.</p> <ul> <li>Maximum current carrying capacity: 10A</li> <li>Colour: Black</li> <li>Pack of 10</li> </ul> | 5.95 | PK | FVRATE20 | 1
Physics | PP00059231 | Iron Filings in Sprinkler Pot - 225g P5 | <p>Iron filings pre-packed in cardboard 'sprinkler pots'. Ideal for magnetic flux experiments.</p> <ul> <li>Contents of pot: 225g</li> <li>Pack of 5</li> </ul> | 14.69 | PK | FVRATE20 | 1
Appliances | PP00059237 | Economy Hotplate - Single Hob | <p>This is an economy single hob or hotplate.</p> <ul> <li>Cast iron hotplate</li> <li>Variable heat settings</li> <li>Overheat protection</li> <li>Corrosion resistant</li> <li>Power indicator</li> <li>Easy clean, white finish</li> <li>Non-slip rubber feet</li> <li>Hotplate diameter: 185mm</li> <li>Power: 1500W</li> </ul> | 26.2 | EA | FVRATE20 | 1
Site Maintenance | PP00059263 | CR2032 Batteries (12 Blister Pack) | <p>For strong, long-lasting power. Looking for consistent, long-lasting power for your high-end devices? Our Energizer premium lithium batteries offer advanced energy solutions, enabling your gadgets to perform at their best. Powering your electronic devices, from laptops to essential office tools, our batteries ensure a seamless operational experience. The output voltage of each battery is 3 V. They also have a capacity of 240 mAh.</p> <ul> <li>Pack of 12</li> </ul> <p>Opt for Energizer batteries, delivering the instant power your devices need to function at their best. Stock up on batteries and never run out of power!</p> | 8.99 | PK | FVRATE20 | 1
Lab Equipment | PP00059280 | Wire Holder - Pack of 10 | <p>A wire holder made from nickel plated brass with screw chuck which accepts wire or needles up to 0.56mm dia.</p> <p>24 SWG wire gauge.</p> <p>It can be used to hold a loop for liquid flame tests, or also used in microbiology for streak plating with bacteria</p> | 30.95 | PK | FVRATE20 | 1
Lab Equipment | PP00059282 | Thermometer Red -10to50 305mmPartialP10 | <p>Partial Immersion Red Spirit Filled Laboratory Thermometer</p> <p>-10&deg;C to +50&deg;C (L)305mm</p> <p>These spirit filled thermometers use specially selected filling materials which are coloured red on a white back glass. Thermometers normally supplied with the non roll cap with ring.</p> <p><strong>Specification:</strong></p> <ul> <li><strong>Range (&deg;C):</strong>&nbsp;-10&deg;C to +50&deg;C</li> <li><strong>Division:</strong>&nbsp;0.5&deg;C</li> <li><strong>Length:</strong>&nbsp;305mm</li> <li><strong>Diameter:&nbsp;</strong>6.5mm</li> <li><strong>Filling</strong>: Red Spirit</li> <li><strong>Immersion:</strong>&nbsp;Partial, Immersion is 76mm</li> <li><strong>Accuracy</strong>: +/-0.5&deg;C at 35&deg;C</li> <li><strong>Product Material:</strong>&nbsp;Glass Tube: Kerosene filled</li> </ul> | 30.39 | PK | FVRATE20 | 1
Lab Equipment | PP00059283 | Thermometer Red -10 to 50 305mm TotalP10 | <p>Total Immersion Red Spirit Filled Laboratory Thermometer</p> <p>-10&deg;C to +50&deg;C (L)305mm&nbsp;</p> <p>These spirit filled thermometers use specially selected filling materials that are coloured red on a white back glass. Thermometers normally supplied with the non roll cap with ring.</p> <p><strong>Specification:</strong></p> <ul> <li><strong>Range (&deg;C):</strong>&nbsp;-10&deg;C to +50&deg;C</li> <li><strong>Division:</strong>&nbsp;0.5&deg;C</li> <li><strong>Length:</strong>&nbsp;305mm</li> <li><strong>Filling</strong>: Red Spirit</li> <li><strong>Immersion:</strong>&nbsp;Total Immersion</li> <li><strong>Accuracy</strong>: +/-0.5&deg;C at 35&deg;C</li> <li><strong>Product Material:</strong>&nbsp;Glass Tube: Kerosene filled</li> </ul> | 30.39 | PK | FVRATE20 | 1
Lab Equipment | PP00059284 | Thermometer Red -10to150 305mmPartialP10 | <p>Partial Immersion Spirit Filled Laboratory Thermometer</p> <p>-10&deg;C to +150&deg;C (L)305mm&nbsp;</p> <p>These spirit filled thermometers use specially selected filling materials which are coloured red on a white back glass. Thermometers normally supplied with the non roll cap with ring.</p> <p><strong>Specification:</strong></p> <ul> <li><strong>Range (&deg;C):</strong>&nbsp;-10&deg;C to +150&deg;C</li> <li><strong>Division:</strong>&nbsp;1.0&deg;C</li> <li><strong>Length:</strong>&nbsp;305mm</li> <li><strong>Diameter:&nbsp;</strong>6.5mm</li> <li><strong>Filling</strong>: Red Spirit</li> <li><strong>Immersion:</strong>&nbsp;Partial, Immersion is 76mm.</li> <li><strong>Accuracy</strong>: +/-1.0&deg;C at 35&deg;C</li> <li><strong>Product Material:</strong>&nbsp;Glass Tube: Kerosene filled</li> </ul> | 30.39 | PK | FVRATE20 | 1
Lab Equipment | PP00059285 | Thermometer Blue -10to110 155mm TotalP10 | <p>-10<strong>&deg;C</strong>&nbsp;to +110<strong>&deg;C</strong>&nbsp;155mm Total Immersion Spirit Filled Laboratory Thermometer</p> <p>These spirit filled thermometers use specially selected filling materials. Thermometers normally supplied with the non roll cap with ring.</p> <p><strong>Specification:</strong></p> <ul> <li><strong>Range &deg;C:</strong>&nbsp;-10 to +110<strong></strong></li> <li><strong>Division:</strong>&nbsp;1.0</li> <li><strong>Length:</strong>&nbsp;155mm<strong></strong></li> <li><strong>Filling</strong>: Blue Spirit<strong></strong></li> <li><strong>Immersion:</strong>&nbsp;Total<strong></strong></li> <li><strong>Accuracy</strong>: +/-1.5&deg;C at 35&deg;C<strong></strong></li> <li><strong>Product Material:</strong>&nbsp;Glass Tube: Kerosene filled</li> </ul> | 30.39 | PK | FVRATE20 | 1
Lab Equipment | PP00059286 | ThermometerBlue -10to110 305mmPartialP10 | <p>Partial Immersion Blue Spirit Filled Laboratory Thermometer</p> <p>-10<strong>&deg;C</strong>&nbsp;to +110<strong>&deg;C</strong>&nbsp;(L)305mm&nbsp;</p> <p>These spirit filled thermometers use specially selected filling materials which are coloured blue on a white back glass. Thermometers normally supplied with the non roll cap with ring</p> <p><strong>Specification:</strong></p> <ul> <li><strong>Range &deg;C:</strong>&nbsp;-10<strong>&deg;C</strong>&nbsp;to +110<strong>&deg;C</strong><strong></strong></li> <li><strong>Division:</strong>&nbsp;1.0<strong>&deg;C</strong></li> <li><strong>Length:</strong>&nbsp;305mm<strong></strong></li> <li><strong>Diameter</strong>: 6.5mm</li> <li><strong>Filling</strong>: Blue Spirit<strong></strong></li> <li><strong>Immersion:</strong>&nbsp;Partial, Immersion is 76mm</li> <li><strong>Accuracy</strong>: +/-1.0&deg;C at 35&deg;C<strong></strong></li> <li><strong>Product Material:</strong>&nbsp;Glass Tube: Kerosene filled</li> </ul> | 31.45 | PK | FVRATE20 | 1
Lab Equipment | PP00059287 | Thermometer Red -10 to 110 155mmTotalP10 | <p>Total Immersion Red Spirit Filled Laboratory Thermometer</p> <p>-10<strong>&deg;C</strong>&nbsp;to +110<strong>&deg;C</strong>&nbsp;(L)155mm&nbsp;</p> <p>These spirit filled thermometers use specially selected filling materials which are coloured red on a white back glass. Thermometers normally supplied with the non roll cap with ring.</p> <p><strong>Specification:</strong></p> <ul> <li><strong>Range (&deg;C):</strong>&nbsp;-10<strong>&deg;C</strong>&nbsp;to +110<strong>&deg;C</strong><strong></strong></li> <li><strong>Division:</strong>&nbsp;1.0<strong>&deg;C</strong></li> <li><strong>Length:</strong>&nbsp;155mm<strong></strong></li> <li><strong>Filling</strong>: Red Spirit<strong></strong></li> <li><strong>Immersion:</strong>&nbsp;Total<strong></strong></li> <li><strong>Accuracy</strong>: +/-1.5&deg;C @ 35&deg;C<strong></strong></li> <li><strong>Product Material:</strong>&nbsp;Glass Tube: Kerosene filled</li> </ul> | 23.75 | PK | FVRATE20 | 1
Glassware, Plastics & Ceramics | PP00059305 | Simax Round Bottom Flask - 5000ml | <ul> <li>Round bottom boiling flask</li> <li>Made from borosilicate 3.3 glass</li> <li>Narrow neck</li> <li>With rim</li> <li>Conforms to ISO 1773 standards</li> </ul> | 22 | EA | FVRATE20 | 1
A4 | PP00059413 | OP - CM A4 64pg 8mm Ruled Marg Green P50 | <p>Enhance your classroom with our tailored personalisation service &ndash; using our premium quality Classmates exercise books you can now add your school&rsquo;s logo and your school name or subject underneath. A great way to reinforce school identity, support organisation, and ensure consistency across all classrooms.&nbsp;</p> <p>&nbsp; Our books are made from materials that are sourced from sustainable European forests. All books feature 75gsm white scholastic paper with solvent free water-based inks used on all rulings. The 225gsm covers feature a new bright mottled finish and are 100% recyclable. These books can be used in all Educational settings and the coloured cover can also help to identify specific subject areas. &nbsp;</p> <p>Solvent free water-based inks are used for all rulings and 3 strong staples hold the spine in place for extra sturdiness, keeping it safe from heavy use and unwanted bashes.</p> <p>The perfect exercise book for any educational setting, it features a bright coloured cover which can be used to easily identify specific subject areas for both children and teachers.</p> <ul> <li aria-level="1">A4 size with 64 pages per book</li> <li aria-level="1">100% recyclable including packaging</li> <li aria-level="1">3 strong staples for a sturdy spine</li> <li aria-level="1">Bright and tough 225gsm cover</li> <li aria-level="1">Premium 75gsm white Scholastic pages</li> </ul> | 37.5 | PK | FVRATE20 | 1
A4 | PP00059417 | OP - CM A4 64pg 8mm Ruled Marg Pink P50 | <p>Enhance your classroom with our tailored personalisation service &ndash; using our premium quality Classmates exercise books you can now add your school&rsquo;s logo and your school name or subject underneath. A great way to reinforce school identity, support organisation, and ensure consistency across all classrooms.&nbsp;</p> <p>&nbsp; Our books are made from materials that are sourced from sustainable European forests. All books feature 75gsm white scholastic paper with solvent free water-based inks used on all rulings. The 225gsm covers feature a new bright mottled finish and are 100% recyclable. These books can be used in all Educational settings and the coloured cover can also help to identify specific subject areas. &nbsp;</p> <ul> <li>Cover - Pink 225gsm</li> <li>Paper - White 75gsm</li> <li>Ruling - 8mm Ruled with Margin</li> <li>Number of pages - 64</li> <li>Pack - 50</li> </ul> | 37.5 | PK | FVRATE20 | 1
A4 | PP00059418 | OP - CM A4 48pg 8mm Ruled Marg Red P100 | <p>Enhance your classroom with our tailored personalisation service &ndash; using our premium quality Classmates exercise books you can now add your school&rsquo;s logo and your school name or subject underneath. A great way to reinforce school identity, support organisation, and ensure consistency across all classrooms.&nbsp;</p> <p>Our books are made from materials that are sourced from sustainable European forests. All books feature 75gsm white scholastic paper with solvent free water-based inks used on all rulings. The 225gsm covers feature a new bright mottled finish and are 100% recyclable. These books can be used in all Educational settings and the coloured cover can also help to identify specific subject areas.</p> <ul> <li>Cover - Red 225gsm</li> <li>Paper - White 75gsm</li> <li>Ruling - 8mm Ruled</li> <li>Number of pages - 48</li> <li>Pack - 100</li> </ul> | 65 | PK | FVRATE20 | 1
A4 | PP00059420 | OP - CM A4 64pg 8mm Ruled Marg Red P50 | <p>Enhance your classroom with our tailored personalisation service &ndash; using our premium quality Classmates exercise books you can now add your school&rsquo;s logo and your school name or subject underneath. A great way to reinforce school identity, support organisation, and ensure consistency across all classrooms.&nbsp;</p> <p>Our books are made from materials that are sourced from sustainable European forests. All books feature 75gsm white scholastic paper with solvent free water-based inks used on all rulings. The 225gsm covers feature a new bright mottled finish and are 100% recyclable. These books can be used in all Educational settings and the coloured cover can also help to identify specific subject areas.</p> <ul> <li aria-level="1">A4 size with 64 pages per book</li> <li aria-level="1">100% recyclable including packaging</li> <li aria-level="1">3 strong staples for a sturdy spine</li> <li aria-level="1">Bright and tough 225gsm cover</li> <li aria-level="1">Premium 75gsm white Scholastic pages</li> </ul> | 37.5 | PK | FVRATE20 | 1
A4 | PP00059421 | OP-CM A4 64pg 8mm Ruled Marg Yellow P50 | <p>Enhance your classroom with our tailored personalisation service &ndash; using our premium quality Classmates exercise books you can now add your school&rsquo;s logo and your school name or subject underneath. A great way to reinforce school identity, support organisation, and ensure consistency across all classrooms.&nbsp;</p> <p>&nbsp; Our books are made from materials that are sourced from sustainable European forests. All books feature 75gsm white scholastic paper with solvent free water-based inks used on all rulings. The 225gsm covers feature a new bright mottled finish and are 100% recyclable. These books can be used in all Educational settings and the coloured cover can also help to identify specific subject areas. &nbsp;</p> <ul> <li>Cover - Yellow 225gsm</li> <li>Paper - White 75gsm</li> <li>Ruling - 8mm Ruled with Margin</li> <li>Number of pages - 64</li> <li>Pack - 50</li> </ul> | 37.5 | PK | FVRATE20 | 1
A4 | PP00059423 | OP-CM A4 48pg 8mm Ruled Marg Green P100 | <p>Enhance your classroom with our tailored personalisation service &ndash; using our premium quality Classmates exercise books you can now add your school&rsquo;s logo and your school name or subject underneath. A great way to reinforce school identity, support organisation, and ensure consistency across all classrooms.</p> <p>Our books are made from materials that are sourced from sustainable European forests. All books feature 75gsm white scholastic paper with solvent free water-based inks used on all rulings. The 225gsm covers feature a new bright mottled finish and are 100% recyclable. These books can be used in all Educational settings and the coloured cover can also help to identify specific subject areas. &nbsp;</p> <ul> <li>Cover - Green 225gsm</li> <li>Paper - White 75gsm</li> <li>Ruling - 8mm Ruled with Margin</li> <li>Number of pages - 48</li> <li>Pack - 100</li> </ul> | 65 | PK | FVRATE20 | 1
A4 | PP00059424 | OP-CM A4 64pg 8mm Ruled Marg Orange P50 | <p>Enhance your classroom with our tailored personalisation service &ndash; using our premium quality Classmates exercise books you can now add your school&rsquo;s logo and your school name or subject underneath. A great way to reinforce school identity, support organisation, and ensure consistency across all classrooms.&nbsp;</p> <p>Our books are made from materials that are sourced from sustainable European forests. All books feature 75gsm white scholastic paper with solvent free water-based inks used on all rulings. The 225gsm covers feature a new bright mottled finish and are 100% recyclable. These books can be used in all Educational settings and the coloured cover can also help to identify specific subject areas.</p> <ul> <li>Cover - Orange 225gsm</li> <li>Paper - White 75gsm</li> <li>Ruling - 8mm Ruled with Margin</li> <li>Number of pages - 64</li> <li>Pack - 50</li> </ul> | 37.5 | PK | FVRATE20 | 1
A4 | PP00059428 | OP - CM A4 48pg 8mm Ruled Marg Blue P100 | <p>Enhance your classroom with our tailored personalisation service &ndash; using our premium quality Classmates exercise books you can now add your school&rsquo;s logo and your school name or subject underneath. A great way to reinforce school identity, support organisation, and ensure consistency across all classrooms.&nbsp;</p> <p>Our books are made from materials that are sourced from sustainable European forests. All books feature 75gsm white scholastic paper with solvent free water-based inks used on all rulings. The 225gsm covers feature a new bright mottled finish and are 100% recyclable. These books can be used in all Educational settings and the coloured cover can also help to identify specific subject areas. &nbsp;</p> <ul> <li>Cover - Blue 225gsm</li> <li>Paper - White 75gsm</li> <li>Ruling - 8mm Ruled with Margin</li> <li>Number of pages - 48</li> <li>Pack - 100</li> </ul> | 65 | PK | FVRATE20 | 1
A4 | PP00059429 | OP - CM A4 64pg 8mm Ruled Marg Blue P50 | <p>Enhance your classroom with our tailored personalisation service &ndash; using our premium quality Classmates exercise books you can now add your school&rsquo;s logo and your school name or subject underneath. A great way to reinforce school identity, support organisation, and ensure consistency across all classrooms.&nbsp;</p> <p>Our books are made from materials that are sourced from sustainable European forests. All books feature 75gsm white scholastic paper with solvent free water-based inks used on all rulings. The 225gsm covers feature a new bright mottled finish and are 100% recyclable. These books can be used in all Educational settings and the coloured cover can also help to identify specific subject areas. &nbsp;</p> <ul> <li>Cover - Blue 225gsm</li> <li>Paper - White 75gsm</li> <li>Ruling - 8mm Ruled with Margin</li> <li>Number of pages - 64</li> <li>Pack - 50</li> </ul> | 37.5 | PK | FVRATE20 | 1
A4 | PP00059431 | OP-CM A4 80pg 8mm Ruled Marg Orange P50 | <p>Enhance your classroom with our tailored personalisation service &ndash; using our premium quality Classmates exercise books you can now add your school&rsquo;s logo and your school name or subject underneath. A great way to reinforce school identity, support organisation, and ensure consistency across all classrooms.</p> <p>Our books are made from materials that are sourced from sustainable European forests. All books feature 75gsm white scholastic paper with solvent free water-based inks used on all rulings. The 225gsm covers feature a new bright mottled finish and are 100% recyclable. These books can be used in all Educational settings and the coloured cover can also help to identify specific subject areas.</p> <p>Our exercise books use solvent-free, water-based inks for rulings and come with three strong staples along the spine, ensuring rigidity to withstand the rigours of daily classroom use. The bright coloured cover aids both children and teachers in easily identifying specific subject areas, making classroom organisation simpler.</p> <ul> <li>A4 size with 80 premium weight pages per book</li> <li>Completely recyclable, including eco-conscious packaging</li> <li>Durable spine reinforced with three strong staples</li> <li>Sturdy 225gsm cover for long-lasting use</li> <li>High-quality 75gsm white Scholastic pages for a superior writing surface</li> </ul> | 42.5 | PK | FVRATE20 | 1
A4 | PP00059434 | OP-CM A4 80pg 8mm Ruled Marg Purple P50 | <p>Enhance your classroom with our tailored personalisation service &ndash; using our premium quality Classmates exercise books you can now add your school&rsquo;s logo and your school name or subject underneath. A great way to reinforce school identity, support organisation, and ensure consistency across all classrooms.</p> <p>Our books are made from materials that are sourced from sustainable European forests. All books feature 75gsm white scholastic paper with solvent free water-based inks used on all rulings. The 225gsm covers feature a new bright mottled finish and are 100% recyclable. These books can be used in all Educational settings and the coloured cover can also help to identify specific subject areas.</p> <p>Sourced responsibly from sustainable European forests, the paper is not only high quality but also environmentally conscious, and the entire product, including packaging, is 100% recyclable. To add to this, we have eliminated all plastic from the packaging, reinforcing our commitment to sustainability.</p> <p>For extra durability, the exercise books are bound with three strong staples, ensuring that they hold up well even under the rigorous use that is common in educational settings. The solvent-free, water-based ink used for the rulings ensures safety and environmental friendliness.</p> <ul> <li>A4 size with 80 pages per book, ideal for note-taking and assignments</li> <li>Fully recyclable, from cover to packaging, supporting sustainable practices</li> <li>Triple staple binding for enhanced durability and spine strength</li> <li>Robust 225gsm cover, designed to endure daily wear and tear</li> <li>High-quality 75gsm white Scholastic paper provides a smooth writing experience</li> </ul> | 42.5 | PK | FVRATE20 | 1
A4 | PP00059435 | OP-CM A4 64pg 8mm Ruled Marg Purple P50 | <p>Enhance your classroom with our tailored personalisation service &ndash; using our premium quality Classmates exercise books you can now add your school&rsquo;s logo and your school name or subject underneath. A great way to reinforce school identity, support organisation, and ensure consistency across all classrooms.&nbsp;</p> <p>&nbsp; Our books are made from materials that are sourced from sustainable European forests. All books feature 75gsm white scholastic paper with solvent free water-based inks used on all rulings. The 225gsm covers feature a new bright mottled finish and are 100% recyclable. These books can be used in all Educational settings and the coloured cover can also help to identify specific subject areas. &nbsp;</p> <p>Solvent free water-based inks are used for all rulings and 3 strong staples hold the spine in place for extra sturdiness, keeping it safe from heavy use and unwanted bashes.</p> <p>The perfect exercise book for any educational setting, it features a bright coloured cover which can be used to easily identify specific subject areas for both children and teachers.</p> <ul> <li aria-level="1">A4 size with 64 pages per book</li> <li aria-level="1">100% recyclable including packaging</li> <li aria-level="1">3 strong staples for a sturdy spine</li> <li aria-level="1">Bright and tough 225gsm cover</li> <li aria-level="1">Premium 75gsm white Scholastic pages</li> </ul> | 37.5 | PK | FVRATE20 | 1
A4 | PP00059437 | OP-CM A4 48pg 8mm Ruled Marg Yellow P100 | <p>Enhance your classroom with our tailored personalisation service &ndash; using our premium quality Classmates exercise books you can now add your school&rsquo;s logo and your school name or subject underneath. A great way to reinforce school identity, support organisation, and ensure consistency across all classrooms.</p> <p>Our books are made from materials that are sourced from sustainable European forests. All books feature 75gsm white scholastic paper with solvent free water-based inks used on all rulings. The 225gsm covers feature a new bright mottled finish and are 100% recyclable. These books can be used in all Educational settings and the coloured cover can also help to identify specific subject areas. &nbsp;</p> | 65 | PK | FVRATE20 | 1
A4 | PP00059439 | OP-CM A4 48pg 8mm Ruled Marg Orange P100 | <p>Enhance your classroom with our tailored personalisation service &ndash; using our premium quality Classmates exercise books you can now add your school&rsquo;s logo and your school name or subject underneath. A great way to reinforce school identity, support organisation, and ensure consistency across all classrooms.</p> <p>Our books are made from materials that are sourced from sustainable European forests. All books feature 75gsm white scholastic paper with solvent free water-based inks used on all rulings. The 225gsm covers feature a new bright mottled finish and are 100% recyclable. These books can be used in all Educational settings and the coloured cover can also help to identify specific subject areas. &nbsp;</p> <ul> <li>Cover - Orange 225gsm</li> <li>Paper - White 75gsm</li> <li>Ruling - 8mm Ruled With Margin</li> <li>Number of pages - 48</li> <li>Pack - 100</li> </ul> | 65 | PK | FVRATE20 | 1
A4 | PP00059441 | OP-CM A4 48pg 8mm Ruled Marg Purple P100 | <p>Enhance your classroom with our tailored personalisation service &ndash; using our premium quality Classmates exercise books you can now add your school&rsquo;s logo and your school name or subject underneath. A great way to reinforce school identity, support organisation, and ensure consistency across all classrooms.</p> <p>Our books are made from materials that are sourced from sustainable European forests. All books feature 75gsm white scholastic paper with solvent free water-based inks used on all rulings. The 225gsm covers feature a new bright mottled finish and are 100% recyclable. These books can be used in all Educational settings and the coloured cover can also help to identify specific subject areas. &nbsp;</p> <ul> <li>Cover - Purple 225gsm</li> <li>Paper - White 75gsm</li> <li>Ruling - 8mm Ruled with Margin</li> <li>Number of pages - 48</li> <li>Pack - 100</li> </ul> | 65 | PK | FVRATE20 | 1
A4 | PP00059442 | OP - CM A4 80pg 8mm Ruled Blue P50 | <p>Enhance your classroom with our tailored personalisation service &ndash; using our premium quality Classmates exercise books you can now add your school&rsquo;s logo and your school name or subject underneath. A great way to reinforce school identity, support organisation, and ensure consistency across all classrooms.</p> <p>Our books are made from materials that are sourced from sustainable European forests. All books feature 75gsm white scholastic paper with solvent free water-based inks used on all rulings. The 225gsm covers feature a new bright mottled finish and are 100% recyclable. These books can be used in all Educational settings and the coloured cover can also help to identify specific subject areas.</p> <ul> <li>Cover - Blue 225gsm</li> <li>Paper - White 75gsm</li> <li>Ruling - 8mm Ruled</li> <li>Number of pages - 80</li> <li>Pack - 50</li> </ul> | 42.5 | PK | FVRATE20 | 1
A4 | PP00059443 | OP - CM A4 80pg 8mm Ruled Marg Green P50 | <p>Enhance your classroom with our tailored personalisation service &ndash; using our premium quality Classmates exercise books you can now add your school&rsquo;s logo and your school name or subject underneath. A great way to reinforce school identity, support organisation, and ensure consistency across all classrooms.</p> <p>Our books are made from materials that are sourced from sustainable European forests. All books feature 75gsm white scholastic paper with solvent free water-based inks used on all rulings. The 225gsm covers feature a new bright mottled finish and are 100% recyclable. These books can be used in all Educational settings and the coloured cover can also help to identify specific subject areas.</p> <p>All ruling lines are printed with solvent-free water-based inks, and each book's spine is reinforced with three strong staples, ensuring durability and resilience against frequent use and handling.</p> <p>Ideal for a variety of educational settings, the bright, vibrant cover colours can help in identifying different subjects easily for both children and teachers, promoting efficient organisation in learning environments.</p> <ul> <li aria-level="1">Includes 50 books, A4 size with 80 pages each</li> <li aria-level="1">Eco-friendly and 100% recyclable, including packaging</li> <li aria-level="1">Sturdy design with 3 staples securing the spine</li> <li aria-level="1">Robust 225gsm cover in a vibrant green hue</li> <li aria-level="1">High-quality 75gsm Scholastic pages, ideal for educational use</li> </ul> | 42.5 | PK | FVRATE20 | 1
A4 | PP00059444 | OP - CM A4 80pg 8mm Ruled Marg Red P50 | <p>Enhance your classroom with our tailored personalisation service &ndash; using our premium quality Classmates exercise books you can now add your school&rsquo;s logo and your school name or subject underneath. A great way to reinforce school identity, support organisation, and ensure consistency across all classrooms.</p> <p>Our books are made from materials that are sourced from sustainable European forests. All books feature 75gsm white scholastic paper with solvent free water-based inks used on all rulings. The 225gsm covers feature a new bright mottled finish and are 100% recyclable. These books can be used in all Educational settings and the coloured cover can also help to identify specific subject areas.</p> <p>The vibrant red covers are not only visually appealing but also practical, assisting both teachers and children in easily identifying and categorising different subject areas. Perfectly suited for various educational settings, from primary through to secondary education, these books become an indispensable tool for streamlined learning.</p> <ul> <li aria-level="1">A4 size with 80 pages per book, suitable for a range of subjects</li> <li aria-level="1">Plastic-free packaging ensures 100% recyclability</li> <li aria-level="1">Designed for durability with reinforced spine and robust covers</li> <li aria-level="1">Features premium quality 75gsm white Scholastic pages</li> <li aria-level="1">Ideal for identifying subject areas with its bright cover</li> </ul> | 42.5 | PK | FVRATE20 | 1
A4 | PP00059445 | OP - CM A4 80pg 8mm Ruled Marg Yel P50 | <p>Enhance your classroom with our tailored personalisation service &ndash; using our premium quality Classmates exercise books you can now add your school&rsquo;s logo and your school name or subject underneath. A great way to reinforce school identity, support organisation, and ensure consistency across all classrooms.</p> <p>Our books are made from materials that are sourced from sustainable European forests. All books feature 75gsm white scholastic paper with solvent free water-based inks used on all rulings. The 225gsm covers feature a new bright mottled finish and are 100% recyclable. These books can be used in all Educational settings and the coloured cover can also help to identify specific subject areas.</p> <p>The vibrant yellow covers, made from tough 225gsm mottled finish material, are perfect for organising subjects and activities, enhancing the ease of use within the classroom. With three sturdy staples securing the spine, each book can withstand frequent handling and transport.</p> <p>All rulings are made with solvent-free water-based inks, safeguarding the environment and the health of children. The entire pack, including packaging, is 100% recyclable, reflecting our dedication to reducing waste and embracing greener practices in educational products.</p> <ul> <li>A4 size with 80 pages per book, offering ample space for writing and note-taking.</li> <li>100% recyclable, including eco-friendly packaging, to support sustainability initiatives.</li> <li>Three strong staples enhance durability, allowing for repeated use.</li> <li>Bright and durable 225gsm cover, aiding in subject identification and organisation.</li> <li>High-quality 75gsm white Scholastic pages, ensuring an optimal writing surface.</li> </ul> | 42.5 | PK | FVRATE20 | 1
A4 | PP00059456 | OP-CM A4 80pg Alt 8mmRulMarg Pl Yel P50 | <p>Enhance your classroom with our tailored personalisation service &ndash; using our premium quality Classmates exercise books you can now add your school&rsquo;s logo and your school name or subject underneath. A great way to reinforce school identity, support organisation, and ensure consistency across all classrooms.</p> <p>Our books are made from materials that are sourced from sustainable European forests. All books feature 75gsm white scholastic paper with solvent free water-based inks used on all rulings. The 225gsm covers feature a new bright mottled finish and are 100% recyclable. These books can be used in all Educational settings and the coloured cover can also help to identify specific subject areas.</p> <ul> <li>Cover - Yellow 225gsm</li> <li>Paper - White 75gsm</li> <li>Ruling - 8mm Ruled with Margin/Plain Alternate</li> <li>Number of pages - 80</li> <li>Pack - 50</li> </ul> | 42.5 | PK | FVRATE20 | 1
A4 | PP00059466 | OP - CM A4 32pg Ruled Marg Red P100 | <p>Enhance your classroom with our tailored personalisation service &ndash; using our premium quality Classmates exercise books you can now add your school&rsquo;s logo and your school name or subject underneath. A great way to reinforce school identity, support organisation, and ensure consistency across all classrooms.</p> <p>Our books are made from materials that are sourced from sustainable European forests. All books feature 75gsm white scholastic paper with solvent free water-based inks used on all rulings. The 225gsm covers feature a new bright mottled finish and are 100% recyclable. These books can be used in all Educational settings and the coloured cover can also help to identify specific subject areas.</p> <ul> <li>Cover - Red 225gsm</li> <li>Paper - White 75gsm</li> <li>Ruling - 8mm Ruled With Margin</li> <li>Number of pages - 32</li> <li>Pack - 100</li> </ul> | 60 | PK | FVRATE20 | 1
A4 | PP00059473 | OP - CM A4 32pg Ruled Marg Blue P100 | <p>Enhance your classroom with our tailored personalisation service &ndash; using our premium quality Classmates exercise books you can now add your school&rsquo;s logo and your school name or subject underneath. A great way to reinforce school identity, support organisation, and ensure consistency across all classrooms.</p> <p>Our books are made from materials that are sourced from sustainable European forests. All books feature 75gsm white scholastic paper with solvent free water-based inks used on all rulings. The 225gsm covers feature a new bright mottled finish and are 100% recyclable. These books can be used in all Educational settings and the coloured cover can also help to identify specific subject areas.</p> <ul> <li>Cover - Blue 225gsm</li> <li>Paper - White 75gsm</li> <li>Ruling - 8mm Ruled with Margin</li> <li>Number of pages - 32</li> <li>Pack - 100</li> </ul> | 60 | PK | FVRATE20 | 1
A4 | PP00059474 | OP-CM A4 80pg Alt 8mmRulMarg Pl Red P50 | <p>Enhance your classroom with our tailored personalisation service &ndash; using our premium quality Classmates exercise books you can now add your school&rsquo;s logo and your school name or subject underneath. A great way to reinforce school identity, support organisation, and ensure consistency across all classrooms.&nbsp;</p> <p>Our books are made from materials that are sourced from sustainable European forests. All books feature 75gsm white scholastic paper with solvent free water-based inks used on all rulings. The 225gsm covers feature a new bright mottled finish and are 100% recyclable. These books can be used in all Educational settings and the coloured cover can also help to identify specific subject areas.</p> <ul> <li>Cover - Red 225gsm</li> <li>Paper - White 75gsm</li> <li>Ruling - 8mm Ruled with Margin/Plain Alternate</li> <li>Number of pages - 80</li> <li>Pack - 50</li> </ul> | 42.5 | PK | FVRATE20 | 1
A4 | PP00059478 | OP - CM A4 32pg Ruled Marg Yellow P100 | <p>Enhance your classroom with our tailored personalisation service &ndash; using our premium quality Classmates exercise books you can now add your school&rsquo;s logo and your school name or subject underneath. A great way to reinforce school identity, support organisation, and ensure consistency across all classrooms.</p> <p>Our books are made from materials that are sourced from sustainable European forests. All books feature 75gsm white scholastic paper with solvent free water-based inks used on all rulings. The 225gsm covers feature a new bright mottled finish and are 100% recyclable. These books can be used in all Educational settings and the coloured cover can also help to identify specific subject areas.</p> <ul> <li>Cover - Yellow 225gsm</li> <li>Paper - White 75gsm</li> <li>Ruling - 8mm Ruled with Margin</li> <li>Number of pages - 32</li> <li>Pack - 100</li> </ul> | 60 | PK | FVRATE20 | 1
A4 | PP00059479 | OP - CM A4 32pg Ruled Marg Green P100 | <p>Enhance your classroom with our tailored personalisation service &ndash; using our premium quality Classmates exercise books you can now add your school&rsquo;s logo and your school name or subject underneath. A great way to reinforce school identity, support organisation, and ensure consistency across all classrooms.</p> <p>Our books are made from materials that are sourced from sustainable European forests. All books feature 75gsm white scholastic paper with solvent free water-based inks used on all rulings. The 225gsm covers feature a new bright mottled finish and are 100% recyclable. These books can be used in all Educational settings and the coloured cover can also help to identify specific subject areas.</p> <ul> <li>Cover - Green 225gsm</li> <li>Paper - White 75gsm</li> <li>Ruling - 8mm Ruled with Margin</li> <li>Number of pages - 32</li> <li>Pack - 100</li> </ul> | 60 | PK | FVRATE20 | 1
A4 | PP00059481 | OP - CM A4 32pg Ruled Marg Orange P100 | <p>Enhance your classroom with our tailored personalisation service &ndash; using our premium quality Classmates exercise books you can now add your school&rsquo;s logo and your school name or subject underneath. A great way to reinforce school identity, support organisation, and ensure consistency across all classrooms.</p> <p>Our books are made from materials that are sourced from sustainable European forests. All books feature 75gsm white scholastic paper with solvent free water-based inks used on all rulings. The 225gsm covers feature a new bright mottled finish and are 100% recyclable. These books can be used in all Educational settings and the coloured cover can also help to identify specific subject areas.</p> <ul> <li>Cover - Orange 225gsm</li> <li>Paper - White 75gsm</li> <li>Ruling - 8mm Ruled with Margin</li> <li>Number of pages - 32</li> <li>Pack - 100</li> </ul> | 60 | PK | FVRATE20 | 1
A4+ / Oversized | PP00059486 | OP - CM A4Plus 48pg 8mm Ruled Blue P50 | <p>Enhance your classroom with our tailored personalisation service &ndash; using our premium quality Classmates exercise books you can now add your school&rsquo;s logo and your school name or subject underneath. A great way to reinforce school identity, support organisation, and ensure consistency across all classrooms.</p> <p>Our books are made from materials that are sourced from sustainable European forests. All books feature 75gsm white scholastic paper with solvent free water-based inks used on all rulings. The 225gsm covers feature a new bright mottled finish and are 100% recyclable. These books can be used in all Educational settings and the coloured cover can also help to identify specific subject areas. &nbsp;</p> <ul> <li>Cover - Blue 225gsm</li> <li>Paper - White 75gsm</li> <li>Ruling - 8mm Ruled</li> <li>Number of pages - 24</li> <li>Pack - 50</li> <li>Size: 339mm x 240mm</li> </ul> | 48.5 | PK | FVRATE20 | 1
A4+ / Oversized | PP00059487 | OP - CM A4Plus 48pg 8mm Ruled Green P50 | <p>Enhance your classroom with our tailored personalisation service &ndash; using our premium quality Classmates exercise books you can now add your school&rsquo;s logo and your school name or subject underneath. A great way to reinforce school identity, support organisation, and ensure consistency across all classrooms.</p> <p>Our books are made from materials that are sourced from sustainable European forests. All books feature 75gsm white scholastic paper with solvent free water-based inks used on all rulings. The 225gsm covers feature a new bright mottled finish and are 100% recyclable. These books can be used in all Educational settings and the coloured cover can also help to identify specific subject areas. &nbsp;</p> <ul> <li>Cover - Green 225gsm</li> <li>Paper - White 75gsm</li> <li>Ruling - 8mm Ruled</li> <li>Number of pages - 48</li> <li>Pack - 50</li> <li>Size: 339mm x 240mm</li> </ul> | 48.5 | PK | FVRATE20 | 1
A4+ / Oversized | PP00059491 | OP - CM A4Plus 48pg 8mm Ruled Purple P50 | <p>Enhance your classroom with our tailored personalisation service &ndash; using our premium quality Classmates exercise books you can now add your school&rsquo;s logo and your school name or subject underneath. A great way to reinforce school identity, support organisation, and ensure consistency across all classrooms.</p> <p>Our books are made from materials that are sourced from sustainable European forests. All books feature 75gsm white scholastic paper with solvent free water-based inks used on all rulings. The 225gsm covers feature a new bright mottled finish and are 100% recyclable. These books can be used in all Educational settings and the coloured cover can also help to identify specific subject areas.</p> <ul> <li>Cover - Purple 225gsm</li> <li>Paper - White 75gsm</li> <li>Ruling - 8mm Ruled</li> <li>Number of pages - 48</li> <li>Pack - 50</li> <li>Size: 339mm x 240mm</li> </ul> | 48.5 | PK | FVRATE20 | 1
A4+ / Oversized | PP00059493 | OP - CM A4Plus 48pg 8mm Ruled Red P50 | <p>Enhance your classroom with our tailored personalisation service &ndash; using our premium quality Classmates exercise books you can now add your school&rsquo;s logo and your school name or subject underneath. A great way to reinforce school identity, support organisation, and ensure consistency across all classrooms.</p> <p>Our books are made from materials that are sourced from sustainable European forests. All books feature 75gsm white scholastic paper with solvent free water-based inks used on all rulings. The 225gsm covers feature a new bright mottled finish and are 100% recyclable. These books can be used in all Educational settings and the coloured cover can also help to identify specific subject areas.</p> <ul> <li>Cover - Red 225gsm</li> <li>Paper - White 75gsm</li> <li>Ruling - 8mm Ruled</li> <li>Number of pages - 48</li> <li>Pack - 50</li> <li>Size: 339mm x 240mm</li> </ul> | 48.5 | PK | FVRATE20 | 1
A4 | PP00059495 | OP - CM A4 80pg 8mm Ruled Marg Pink P50 | <p>Enhance your classroom with our tailored personalisation service &ndash; using our premium quality Classmates exercise books you can now add your school&rsquo;s logo and your school name or subject underneath. A great way to reinforce school identity, support organisation, and ensure consistency across all classrooms.&nbsp;</p> <p>Our books are made from materials that are sourced from sustainable European forests. All books feature 75gsm white scholastic paper with solvent free water-based inks used on all rulings. The 225gsm covers feature a new bright mottled finish and are 100% recyclable. These books can be used in all Educational settings and the coloured cover can also help to identify specific subject areas.</p> <ul> <li>Cover - Pink 225gsm</li> <li>Paper - White 75gsm</li> <li>Ruling - 8mm Ruled with Margin</li> <li>Number of pages - 80</li> <li>Pack - 50</li> </ul> | 42.5 | PK | FVRATE20 | 1
A4+ / Oversized | PP00059496 | OP - CM A4Plus 48pg 8mm Ruled Yellow P50 | <p>Enhance your classroom with our tailored personalisation service &ndash; using our premium quality Classmates exercise books you can now add your school&rsquo;s logo and your school name or subject underneath. A great way to reinforce school identity, support organisation, and ensure consistency across all classrooms.&nbsp;</p> <p>Our books are made from materials that are sourced from sustainable European forests. All books feature 75gsm white scholastic paper with solvent free water-based inks used on all rulings. The 225gsm covers feature a new bright mottled finish and are 100% recyclable. These books can be used in all Educational settings and the coloured cover can also help to identify specific subject areas.</p> <ul> <li>Cover - Yellow 225gsm</li> <li>Paper - White 75gsm</li> <li>Ruling - 8mm Ruled</li> <li>Number of pages - 48</li> <li>Pack - 50</li> <li>Size: 339mm x 240mm</li> </ul> | 48.5 | PK | FVRATE20 | 1
A4+ / Oversized | PP00059514 | OP - CM A4Plus 80pg 8mm Ruled Blue P50 | <p>Enhance your classroom with our tailored personalisation service &ndash; using our premium quality Classmates exercise books you can now add your school&rsquo;s logo and your school name or subject underneath. A great way to reinforce school identity, support organisation, and ensure consistency across all classrooms.&nbsp;</p> <p>Our books are made from materials that are sourced from sustainable European forests. All books feature 75gsm white scholastic paper with solvent free water-based inks used on all rulings. The 225gsm covers feature a new bright mottled finish and are 100% recyclable. These books can be used in all Educational settings and the coloured cover can also help to identify specific subject areas.</p> <ul> <li>Cover - Blue 225gsm</li> <li>Paper - White 75gsm</li> <li>Ruling - Ruled</li> <li>Number of pages - 80</li> <li>Pack - 50</li> <li>Size: 339mm x 240mm</li> </ul> | 50.5 | PK | FVRATE20 | 1
A4+ / Oversized | PP00059515 | OP - CM A4Plus 80pg 8mm Ruled Green P50 | <p>Enhance your classroom with our tailored personalisation service &ndash; using our premium quality Classmates exercise books you can now add your school&rsquo;s logo and your school name or subject underneath. A great way to reinforce school identity, support organisation, and ensure consistency across all classrooms.&nbsp;</p> <p>Our books are made from materials that are sourced from sustainable European forests. All books feature 75gsm white scholastic paper with solvent free water-based inks used on all rulings. The 225gsm covers feature a new bright mottled finish and are 100% recyclable. These books can be used in all Educational settings and the coloured cover can also help to identify specific subject areas.</p> <ul> <li>Cover - Green 225gsm</li> <li>Paper - White 75gsm</li> <li>Ruling - Ruled</li> <li>Number of pages - 80</li> <li>Pack - 50</li> <li>Size: 339mm x 240mm</li> </ul> | 50.5 | PK | FVRATE20 | 1
A4 | PP00059516 | OP - CM A4 48pg 8mm Ruled Blue P100 | <p>Enhance your classroom with our tailored personalisation service &ndash; using our premium quality Classmates exercise books you can now add your school&rsquo;s logo and your school name or subject underneath. A great way to reinforce school identity, support organisation, and ensure consistency across all classrooms.</p> <p>Our books are made from materials that are sourced from sustainable European forests. All books feature 75gsm white scholastic paper with solvent free water-based inks used on all rulings. The 225gsm covers feature a new bright mottled finish and are 100% recyclable. These books can be used in all Educational settings and the coloured cover can also help to identify specific subject areas.&nbsp;</p> <ul> <li>Cover - Blue 225gsm</li> <li>Paper - White 75gsm</li> <li>Ruling - 8mm Ruled</li> <li>Number of pages - 48</li> <li>Pack - 100</li> </ul> | 65 | PK | FVRATE20 | 1
A4+ / Oversized | PP00059517 | OP - CM A4Plus 80pg 8mm Ruled Purple P50 | <p>Enhance your classroom with our tailored personalisation service &ndash; using our premium quality Classmates exercise books you can now add your school&rsquo;s logo and your school name or subject underneath. A great way to reinforce school identity, support organisation, and ensure consistency across all classrooms.&nbsp;</p> <p>Our books are made from materials that are sourced from sustainable European forests. All books feature 75gsm white scholastic paper with solvent free water-based inks used on all rulings. The 225gsm covers feature a new bright mottled finish and are 100% recyclable. These books can be used in all Educational settings and the coloured cover can also help to identify specific subject areas.</p> <ul> <li>Cover - Purple 225gsm</li> <li>Paper - White 75gsm</li> <li>Ruling - Ruled</li> <li>Number of pages - 80</li> <li>Pack - 50</li> <li>Size: 339mm x 240mm</li> </ul> | 50.5 | PK | FVRATE20 | 1
A4+ / Oversized | PP00059518 | OP - CM A4Plus 80pg 8mm Ruled Red P50 | <p>Enhance your classroom with our tailored personalisation service &ndash; using our premium quality Classmates exercise books you can now add your school&rsquo;s logo and your school name or subject underneath. A great way to reinforce school identity, support organisation, and ensure consistency across all classrooms.&nbsp;</p> <p>Our books are made from materials that are sourced from sustainable European forests. All books feature 75gsm white scholastic paper with solvent free water-based inks used on all rulings. The 225gsm covers feature a new bright mottled finish and are 100% recyclable. These books can be used in all Educational settings and the coloured cover can also help to identify specific subject areas.</p> <ul> <li>Cover - Red 225gsm</li> <li>Paper - White 75gsm</li> <li>Ruling - Ruled</li> <li>Number of pages - 80</li> <li>Pack - 50</li> <li>Size: 339mm x 240mm</li> </ul> | 50.5 | PK | FVRATE20 | 1
A4+ / Oversized | PP00059520 | OP - CM A4Plus 80pg 8mm Ruled Yellow P50 | <p>Enhance your classroom with our tailored personalisation service &ndash; using our premium quality Classmates exercise books you can now add your school&rsquo;s logo and your school name or subject underneath. A great way to reinforce school identity, support organisation, and ensure consistency across all classrooms.&nbsp;</p> <p>Our books are made from materials that are sourced from sustainable European forests. All books feature 75gsm white scholastic paper with solvent free water-based inks used on all rulings. The 225gsm covers feature a new bright mottled finish and are 100% recyclable. These books can be used in all Educational settings and the coloured cover can also help to identify specific subject areas.</p> <ul> <li>Cover - Yellow 225gsm</li> <li>Paper - White 75gsm</li> <li>Ruling - Ruled</li> <li>Number of pages - 80</li> <li>Pack - 50</li> <li>Size: 339mm x 240mm</li> </ul> | 50.5 | PK | FVRATE20 | 1
A4 | PP00059522 | OP-CM A4 64pg Alt 8mmRulM 2 10 20Grp P50 | <p>Enhance your classroom with our tailored personalisation service &ndash; using our premium quality Classmates exercise books you can now add your school&rsquo;s logo and your school name or subject underneath. A great way to reinforce school identity, support organisation, and ensure consistency across all classrooms.&nbsp;</p> <p>Our books are made from materials that are sourced from sustainable European forests. All books feature 75gsm white scholastic paper with solvent free water-based inks used on all rulings. The 225gsm covers feature a new bright mottled finish and are 100% recyclable. These books can be used in all Educational settings and the coloured cover can also help to identify specific subject areas.</p> <ul> <li>Cover - Green 225gsm</li> <li>Paper - White 75gsm</li> <li>Ruling - 8mm Ruled with Margin plus 2:10:20 Graph Alternate Pages</li> <li>Number of pages - 64</li> <li>Pack - 50</li> </ul> | 37.5 | PK | FVRATE20 | 1
A4+ / Oversized | PP00059524 | OP - CM A4Plus 24pg 8mm Ruled Blue P50 | <p>Enhance your classroom with our tailored personalisation service &ndash; using our premium quality Classmates exercise books you can now add your school&rsquo;s logo and your school name or subject underneath. A great way to reinforce school identity, support organisation, and ensure consistency across all classrooms.&nbsp;</p> <p>Our books are made from materials that are sourced from sustainable European forests. All books feature 75gsm white scholastic paper with solvent free water-based inks used on all rulings. The 225gsm covers feature a new bright mottled finish and are 100% recyclable. These books can be used in all Educational settings and the coloured cover can also help to identify specific subject areas.</p> <ul> <li>Cover - Blue 225gsm</li> <li>Paper - White 75gsm</li> <li>Ruling - 8mm Ruled</li> <li>Number of pages - 24</li> <li>Pack - 50</li> <li>No Margin</li> <li>Size: 339mm x 240mm</li> </ul> | 38.5 | PK | FVRATE20 | 1
A4+ / Oversized | PP00059525 | OP - CM A4Plus 24pg 8mm Ruled Red P50 | <p>Enhance your classroom with our tailored personalisation service &ndash; using our premium quality Classmates exercise books you can now add your school&rsquo;s logo and your school name or subject underneath. A great way to reinforce school identity, support organisation, and ensure consistency across all classrooms.&nbsp;</p> <p>Our books are made from materials that are sourced from sustainable European forests. All books feature 75gsm white scholastic paper with solvent free water-based inks used on all rulings. The 225gsm covers feature a new bright mottled finish and are 100% recyclable. These books can be used in all Educational settings and the coloured cover can also help to identify specific subject areas.</p> <ul> <li>Cover - Red 225gsm</li> <li>Paper - White 75gsm</li> <li>Ruling - 8mm Ruled</li> <li>Number of pages - 24</li> <li>Pack - 50</li> <li>Size: 339mm x 240mm</li> </ul> | 38.5 | PK | FVRATE20 | 1
A4 | PP00059543 | OP - CM A4 96pg 8mmRuled Marg Purp P50 | <p>Enhance your classroom with our tailored personalisation service &ndash; using our premium quality Classmates exercise books you can now add your school&rsquo;s logo and your school name or subject underneath. A great way to reinforce school identity, support organisation, and ensure consistency across all classrooms.&nbsp;</p> <p>Our books are made from materials that are sourced from sustainable European forests. All books feature 75gsm white scholastic paper with solvent free water-based inks used on all rulings. The 225gsm covers feature a new bright mottled finish and are 100% recyclable. These books can be used in all Educational settings and the coloured cover can also help to identify specific subject areas.</p> <ul> <li>Cover - Purple 225gsm</li> <li>Paper - White 75gsm</li> <li>Ruling - 8mm Ruled with Margin</li> <li>Number of pages - 96</li> <li>Pack - 50</li> </ul> | 49.5 | PK | FVRATE20 | 1
A4+ / Oversized | PP00059544 | OP-CM A4Plus 80pg 8mmRuled Marg Blue P50 | <p>Enhance your classroom with our tailored personalisation service &ndash; using our premium quality Classmates exercise books you can now add your school&rsquo;s logo and your school name or subject underneath. A great way to reinforce school identity, support organisation, and ensure consistency across all classrooms.&nbsp;</p> <p>Our books are made from materials that are sourced from sustainable European forests. All books feature 75gsm white scholastic paper with solvent free water-based inks used on all rulings. The 225gsm covers feature a new bright mottled finish and are 100% recyclable. These books can be used in all Educational settings and the coloured cover can also help to identify specific subject areas.</p> <ul> <li>Cover - Blue 225gsm</li> <li>Paper - White 75gsm</li> <li>Ruling - 8mm Ruled with Margin</li> <li>Number of pages - 80</li> <li>Pack - 50</li> </ul> | 50.5 | PK | FVRATE20 | 1
A4+ / Oversized | PP00059545 | POP-CM A4Plus 80pg 8mmRuled Marg Pur P50 | <p>Enhance your classroom with our tailored personalisation service &ndash; using our premium quality Classmates exercise books you can now add your school&rsquo;s logo and your school name or subject underneath. A great way to reinforce school identity, support organisation, and ensure consistency across all classrooms.&nbsp;</p> <p>Our books are made from materials that are sourced from sustainable European forests. All books feature 75gsm white scholastic paper with solvent free water-based inks used on all rulings. The 225gsm covers feature a new bright mottled finish and are 100% recyclable. These books can be used in all Educational settings and the coloured cover can also help to identify specific subject areas.</p> <ul> <li>Cover - Purple 225gsm</li> <li>Paper - White 75gsm</li> <li>Ruling - 8mm Ruled with Margin</li> <li>Number of pages - 80</li> <li>Pack - 50</li> </ul> | 50.5 | PK | FVRATE20 | 1
A4+ / Oversized | PP00059547 | OP-A4Plus 80p 8mm with margin Orange P50 | <p>Enhance your classroom with our tailored personalisation service &ndash; using our premium quality Classmates exercise books you can now add your school&rsquo;s logo and your school name or subject underneath. A great way to reinforce school identity, support organisation, and ensure consistency across all classrooms.&nbsp;</p> <p>Our books are made from materials that are sourced from sustainable European forests. All books feature 75gsm white scholastic paper with solvent free water-based inks used on all rulings. The 225gsm covers feature a new bright mottled finish and are 100% recyclable. These books can be used in all Educational settings and the coloured cover can also help to identify specific subject areas.</p> <p>We are passionate about the environment and ensure that the books are strapped using paper bands, thus allowing us to reduce any plastic from the packaging.</p> <ul> <li>Cover - Orange 225gsm</li> <li>Paper - White 75gsm</li> <li>Ruling - 8mm Ruled with Margin</li> <li>Number of pages - 80</li> <li>Pack - 50</li> <li>Size: 325mm x 245mm&nbsp; - Size can vary within a few mm of these dimensions.</li> </ul> | 50.5 | PK | FVRATE20 | 1
A4+ / Oversized | PP00059548 | OP-A4Plus 80p 8mm with margin Green P50 | <p>Enhance your classroom with our tailored personalisation service &ndash; using our premium quality Classmates exercise books you can now add your school&rsquo;s logo and your school name or subject underneath. A great way to reinforce school identity, support organisation, and ensure consistency across all classrooms.&nbsp;</p> <p>Our books are made from materials that are sourced from sustainable European forests. All books feature 75gsm white scholastic paper with solvent free water-based inks used on all rulings. The 225gsm covers feature a new bright mottled finish and are 100% recyclable. These books can be used in all Educational settings and the coloured cover can also help to identify specific subject areas.</p> <ul> <li>Cover - Green 225gsm</li> <li>Paper - White 75gsm</li> <li>Ruling - 8mm Ruled with Margin</li> <li>Number of pages - 80</li> <li>Pack - 50</li> </ul> | 50.5 | PK | FVRATE20 | 1
Lab Equipment | PP00059569 | Brannan Digital Thermometer with Probe | <p>This hand-held digital test thermometer features a robust 100mm stainless steel probe connected by a 1.5m lead. With functions including temperature hold and max min memory, the hand-held digital test thermometer is also supplied complete with hanger, stand and magnetic fixings.</p> <ul> <li>Wide measurement range</li> <li>Max min temperature memory</li> <li>Stainless steel probe with 1.5m cable</li> <li>Celsius and Fahrenheit interchangeable</li> <li>Data hold function</li> <li>Large, clear LCD</li> <li>Hanger, stand and magnet fixture</li> </ul> | 20.25 | EA | FVRATE20 | 1
A4 | PP00059601 | OP - A4 64P 8mmMarg Buff P50 | <p>Enhance your classroom with our tailored personalisation service &ndash; using our premium quality Classmates exercise books you can now add your school&rsquo;s logo and your school name or subject underneath. A great way to reinforce school identity, support organisation, and ensure consistency across all classrooms.</p> <p>Our books are made from materials that are sourced from sustainable European forests. All books feature 75gsm white scholastic paper with solvent free water-based inks used on all rulings. The 225gsm covers are 100% recyclable. These books can be used in all Educational settings and the coloured cover can also help to identify specific subject areas.</p> <ul> <li>Cover - Buff 225gsm</li> <li>Paper - White 75gsm</li> <li>Ruling - 8mm Ruled With Margin</li> <li>Number of pages - 64</li> <li>Pack - 50</li> </ul> | 37.5 | PK | FVRATE20 | 1
Lab Equipment | PP00059602 | Bolle Safety Goggles BL150 PK10 | <p>Simple, effective and ergonomic, the BL15 goggles&rsquo; PVC frame, allows for a great full-on protection.</p> <p>The design makes them fit comfortably and ensures the user stays protected all day long from splashes and droplets.&nbsp;</p> <p>BL15 goggles are part of a range of safety eyewear accessible to all and is adapted to the most common educational and industrial risks.&nbsp;</p> <ul> <li>Flexible PVC Frame</li> <li>Adjustable Tightening Strap</li> <li>Platinum Lite coating</li> </ul> <p>Weight: 74.4g per pair</p> <ul> <li>Frame Type: Vented-Indirect Ventilation&nbsp;</li> <li>Frame Material: PVC</li> <li>Frame Colour: Translucent</li> <li>Lens Material: Polycarbonate</li> <li>Lens Colour: Clear</li> <li>Strap Material: Nylon Polyester/Polyurethane</li> </ul> <p>Conforms to EN166</p> <ul> <li>Frame Marking: EN166 3 4 9 BT CE</li> <li>Lens Marking: 1 BT CE</li> </ul> | 28.39 | PK | FVRATE20 | 1
A4 | PP00059681 | CM A4 Tint Crm Ex Bk 48pg 8mmRM Yel P10 | <p>Explore our Classmates tinted A4 Exercise Books, designed specifically with the right shades of paper to help with visual impairment or discomfort typically experienced when using white paper. &nbsp;These exercise books are made from paper sourced from sustainable European forests, and each pack is entirely recyclable, reflecting our dedication to environmental responsibility.</p> <p>This set contains 10 A4 yellow exercise books, each featuring 48 pages of 8mm ruled with margin on premium 80gsm cream paper. The durable 225gsm mottled finish covers are built to withstand the rigours of daily classroom use, making these books a trusted choice for educators.</p> <p>All ruling lines are printed with solvent-free water-based inks, and each book's spine is reinforced with three strong staples, ensuring durability and resilience against frequent use and handling.</p> <p>Ideal for a variety of educational settings, the bright, vibrant cover colours can help in identifying different subjects easily for both children and teachers, promoting efficient organisation in learning environments.</p> <ul> <li aria-level="1">Includes 10 books, A4 size with 48 pages each</li> <li aria-level="1">Eco-friendly and 100% recyclable, including packaging</li> <li aria-level="1">Sturdy design with 3 staples securing the spine</li> <li aria-level="1">Robust 225gsm cover in a vibrant mottled hue</li> <li aria-level="1">High-quality 80gsm Scholastic pages, ideal for educational use</li> </ul> | 16.99 | PK | FVRATE20 | 1
A4 | PP00059682 | CM A4 Tint Crm Ex Bk 48pg 8mmRM Grn P10 | <p>Explore our Classmates tinted A4 Exercise Books, designed specifically with the right shades of paper to help with visual impairment or discomfort typically experienced when using white paper. &nbsp;These exercise books are made from paper sourced from sustainable European forests, and each pack is entirely recyclable, reflecting our dedication to environmental responsibility.</p> <p>This set contains 10 A4 green exercise books, each featuring 48 pages of 8mm ruled with margin on premium 80gsm cream paper. The durable 225gsm mottled finish covers are built to withstand the rigours of daily classroom use, making these books a trusted choice for educators.</p> <p>All ruling lines are printed with solvent-free water-based inks, and each book's spine is reinforced with three strong staples, ensuring durability and resilience against frequent use and handling.</p> <p>Ideal for a variety of educational settings, the bright, vibrant cover colours can help in identifying different subjects easily for both children and teachers, promoting efficient organisation in learning environments.</p> <ul> <li aria-level="1">Includes 10 books, A4 size with 48 pages each</li> <li aria-level="1">Eco-friendly and 100% recyclable, including packaging</li> <li aria-level="1">Sturdy design with 3 staples securing the spine</li> <li aria-level="1">Robust 225gsm cover in a vibrant mottled hue</li> <li aria-level="1">High-quality 80gsm Scholastic pages, ideal for educational use</li> </ul> | 16.99 | PK | FVRATE20 | 1
A4 | PP00059683 | CM A4 Tint Crm Ex Bk 48pg 8mmRM Blu P10 | <p>Explore our Classmates tinted A4 Exercise Books, designed specifically with the right shades of paper to help with visual impairment or discomfort typically experienced when using white paper. &nbsp;These exercise books are made from paper sourced from sustainable European forests, and each pack is entirely recyclable, reflecting our dedication to environmental responsibility.</p> <p>This set contains 10 A4 blue exercise books, each featuring 48 pages of 8mm ruled with margin on premium 80gsm cream paper. The durable 225gsm mottled finish covers are built to withstand the rigours of daily classroom use, making these books a trusted choice for educators.</p> <p>All ruling lines are printed with solvent-free water-based inks, and each book's spine is reinforced with three strong staples, ensuring durability and resilience against frequent use and handling.</p> <p>Ideal for a variety of educational settings, the bright, vibrant cover colours can help in identifying different subjects easily for both children and teachers, promoting efficient organisation in learning environments.</p> <ul> <li aria-level="1">Includes 10 books, A4 size with 48 pages each</li> <li aria-level="1">Eco-friendly and 100% recyclable, including packaging</li> <li aria-level="1">Sturdy design with 3 staples securing the spine</li> <li aria-level="1">Robust 225gsm cover in a vibrant mottled hue</li> <li aria-level="1">High-quality 80gsm Scholastic pages, ideal for educational use</li> </ul> | 16.99 | PK | FVRATE20 | 1
A4 | PP00059684 | CM A4 Tint Crm Ex Bk 48pg 12mmR Yel P10 | <p>Explore our Classmates tinted A4 Exercise Books, designed specifically with the right shades of paper to help with visual impairment or discomfort typically experienced when using white paper. &nbsp;These exercise books are made from paper sourced from sustainable European forests, and each pack is entirely recyclable, reflecting our dedication to environmental responsibility.</p> <p>This set contains 10 A4 yellow exercise books, each featuring 48 pages of 12mm ruled no margin on premium 80gsm cream paper. The durable 225gsm mottled finish covers are built to withstand the rigours of daily classroom use, making these books a trusted choice for educators.</p> <p>All ruling lines are printed with solvent-free water-based inks, and each book's spine is reinforced with three strong staples, ensuring durability and resilience against frequent use and handling.</p> <p>Ideal for a variety of educational settings, the bright, vibrant cover colours can help in identifying different subjects easily for both children and teachers, promoting efficient organisation in learning environments.</p> <ul> <li aria-level="1">Includes 10 books, A4 size with 48 pages each</li> <li aria-level="1">Eco-friendly and 100% recyclable, including packaging</li> <li aria-level="1">Sturdy design with 3 staples securing the spine</li> <li aria-level="1">Robust 225gsm cover in a vibrant mottled hue</li> <li aria-level="1">High-quality 80gsm Scholastic pages, ideal for educational use</li> </ul> | 16.99 | PK | FVRATE20 | 1
A4 | PP00059685 | CM A4 Tint Grn Ex Bk 48pg 8mmRM Grn P10 | <p>Explore our Classmates tinted A4 Exercise Books, designed specifically with the right shades of paper to help with visual impairment or discomfort typically experienced when using white paper. &nbsp;These exercise books are made from paper sourced from sustainable European forests, and each pack is entirely recyclable, reflecting our dedication to environmental responsibility.</p> <p>This set contains 10 A4 green exercise books, each featuring 48 pages of 8mm ruled with margin on premium 80gsm green paper. The durable 225gsm mottled finish covers are built to withstand the rigours of daily classroom use, making these books a trusted choice for educators.</p> <p>All ruling lines are printed with solvent-free water-based inks, and each book's spine is reinforced with three strong staples, ensuring durability and resilience against frequent use and handling.</p> <p>Ideal for a variety of educational settings, the bright, vibrant cover colours can help in identifying different subjects easily for both children and teachers, promoting efficient organisation in learning environments.</p> <ul> <li aria-level="1">Includes 10 books, A4 size with 48 pages each</li> <li aria-level="1">Eco-friendly and 100% recyclable, including packaging</li> <li aria-level="1">Sturdy design with 3 staples securing the spine</li> <li aria-level="1">Robust 225gsm cover in a vibrant mottled hue</li> <li aria-level="1">High-quality 80gsm Scholastic pages, ideal for educational use</li> </ul> | 16.99 | PK | FVRATE20 | 1
A4 | PP00059686 | CM A4 Tint Blu Ex Bk 48pg 8mmRM Blu P10 | <p>Explore our Classmates tinted A4 Exercise Books, designed specifically with the right shades of paper to help with visual impairment or discomfort typically experienced when using white paper. &nbsp;These exercise books are made from paper sourced from sustainable European forests, and each pack is entirely recyclable, reflecting our dedication to environmental responsibility.</p> <p>This set contains 10 A4 blue exercise books, each featuring 48 pages of 8mm ruled with margin on premium 80gsm blue paper. The durable 225gsm mottled finish covers are built to withstand the rigours of daily classroom use, making these books a trusted choice for educators.</p> <p>All ruling lines are printed with solvent-free water-based inks, and each book's spine is reinforced with three strong staples, ensuring durability and resilience against frequent use and handling.</p> <p>Ideal for a variety of educational settings, the bright, vibrant cover colours can help in identifying different subjects easily for both children and teachers, promoting efficient organisation in learning environments.</p> <ul> <li aria-level="1">Includes 10 books, A4 size with 48 pages each</li> <li aria-level="1">Eco-friendly and 100% recyclable, including packaging</li> <li aria-level="1">Sturdy design with 3 staples securing the spine</li> <li aria-level="1">Robust 225gsm cover in a vibrant mottled hue</li> <li aria-level="1">High-quality 80gsm Scholastic pages, ideal for educational use</li> </ul> | 16.99 | PK | FVRATE20 | 1
A4 | PP00059687 | CM A4 Tint Crm Ex Bk 48pg 10mmSq Yel P10 | <p>Explore our Classmates tinted A4 Exercise Books, designed specifically with the right shades of paper to help with visual impairment or discomfort typically experienced when using white paper. &nbsp;These exercise books are made from paper sourced from sustainable European forests, and each pack is entirely recyclable, reflecting our dedication to environmental responsibility.</p> <p>This set contains 10 A4 yellow exercise books, each featuring 48 pages of 10mm squared on premium 80gsm cream paper. The durable 225gsm mottled finish covers are built to withstand the rigours of daily classroom use, making these books a trusted choice for educators.</p> <p>All ruling lines are printed with solvent-free water-based inks, and each book's spine is reinforced with three strong staples, ensuring durability and resilience against frequent use and handling.</p> <p>Ideal for a variety of educational settings, the bright, vibrant cover colours can help in identifying different subjects easily for both children and teachers, promoting efficient organisation in learning environments.</p> <ul> <li aria-level="1">Includes 10 books, A4 size with 48 pages each</li> <li aria-level="1">Eco-friendly and 100% recyclable, including packaging</li> <li aria-level="1">Sturdy design with 3 staples securing the spine</li> <li aria-level="1">Robust 225gsm cover in a vibrant mottled hue</li> <li aria-level="1">High-quality 80gsm Scholastic pages, ideal for educational use</li> </ul> | 16.99 | PK | FVRATE20 | 1
A4 | PP00059688 | CM A4 Tint Grn Ex Bk 48pg 10mmSq Grn P10 | <p>Explore our Classmates tinted A4 Exercise Books, designed specifically with the right shades of paper to help with visual impairment or discomfort typically experienced when using white paper. &nbsp;These exercise books are made from paper sourced from sustainable European forests, and each pack is entirely recyclable, reflecting our dedication to environmental responsibility.</p> <p>This set contains 10 A4 green exercise books, each featuring 48 pages of 10mm squared with margin on premium 80gsm green paper. The durable 225gsm mottled finish covers are built to withstand the rigours of daily classroom use, making these books a trusted choice for educators.</p> <p>All ruling lines are printed with solvent-free water-based inks, and each book's spine is reinforced with three strong staples, ensuring durability and resilience against frequent use and handling.</p> <p>Ideal for a variety of educational settings, the bright, vibrant cover colours can help in identifying different subjects easily for both children and teachers, promoting efficient organisation in learning environments.</p> <ul> <li aria-level="1">Includes 10 books, A4 size with 48 pages each</li> <li aria-level="1">Eco-friendly and 100% recyclable, including packaging</li> <li aria-level="1">Sturdy design with 3 staples securing the spine</li> <li aria-level="1">Robust 225gsm cover in a vibrant mottled hue</li> <li aria-level="1">High-quality 80gsm Scholastic pages, ideal for educational use</li> </ul> | 16.99 | PK | FVRATE20 | 1
A4 | PP00059689 | CM A4 Tint Blu Ex Bk 48pg 10mmSq Blu P10 | <p>Explore our Classmates tinted A4 Exercise Books, designed specifically with the right shades of paper to help with visual impairment or discomfort typically experienced when using white paper. &nbsp;These exercise books are made from paper sourced from sustainable European forests, and each pack is entirely recyclable, reflecting our dedication to environmental responsibility.</p> <p>This set contains 10 A4 blue exercise books, each featuring 48 pages of 10mm squared on premium 80gsm blue paper. The durable 225gsm mottled finish covers are built to withstand the rigours of daily classroom use, making these books a trusted choice for educators.</p> <p>All ruling lines are printed with solvent-free water-based inks, and each book's spine is reinforced with three strong staples, ensuring durability and resilience against frequent use and handling.</p> <p>Ideal for a variety of educational settings, the bright, vibrant cover colours can help in identifying different subjects easily for both children and teachers, promoting efficient organisation in learning environments.</p> <ul> <li aria-level="1">Includes 10 books, A4 size with 48 pages each</li> <li aria-level="1">Eco-friendly and 100% recyclable, including packaging</li> <li aria-level="1">Sturdy design with 3 staples securing the spine</li> <li aria-level="1">Robust 225gsm cover in a vibrant mottled hue</li> <li aria-level="1">High-quality 80gsm Scholastic pages, ideal for educational use</li> </ul> | 16.99 | PK | FVRATE20 | 1
A4 | PP00059690 | CM A4 Tint Crm Ex Bk 48pg 7mmSq Yel Pk10 | <p>Explore our Classmates tinted A4 Exercise Books, designed specifically with the right shades of paper to help with visual impairment or discomfort typically experienced when using white paper. &nbsp;These exercise books are made from paper sourced from sustainable European forests, and each pack is entirely recyclable, reflecting our dedication to environmental responsibility.</p> <p>This set contains 10 A4 yellow exercise books, each featuring 48 pages of 7mm squared on premium 80gsm cream paper. The durable 225gsm mottled finish covers are built to withstand the rigours of daily classroom use, making these books a trusted choice for educators.</p> <p>All ruling lines are printed with solvent-free water-based inks, and each book's spine is reinforced with three strong staples, ensuring durability and resilience against frequent use and handling.</p> <p>Ideal for a variety of educational settings, the bright, vibrant cover colours can help in identifying different subjects easily for both children and teachers, promoting efficient organisation in learning environments.</p> <ul> <li aria-level="1">Includes 10 books, A4 size with 48 pages each</li> <li aria-level="1">Eco-friendly and 100% recyclable, including packaging</li> <li aria-level="1">Sturdy design with 3 staples securing the spine</li> <li aria-level="1">Robust 225gsm cover in a vibrant mottled hue</li> <li aria-level="1">High-quality 80gsm Scholastic pages, ideal for educational use</li> </ul> | 16.99 | PK | FVRATE20 | 1
Lab Equipment | PP00059715 | PIFCO Electronic Bathroom Scales | <p>Featuring LCD screen, auto on and four sensors.</p> <p><strong>Features:</strong></p> <ul> <li>Digital&nbsp; Scale</li> <li>Auto On</li> <li>4 Sensors for accurate reading</li> <li>Large digital display for clear easy to read display</li> <li>Easy to switch between kg and lb-st</li> <li>Auto power off to save batteries</li> <li>Requires 2 x AAA batteries</li> <li>13 month warranty</li> </ul> <p><strong>Specifications:</strong></p> <ul> <li>Dimensions: H:2.5 x W:30.0 x D:26.5 cm</li> <li>Colour: White</li> <li>Guarantee:1 year</li> <li>Material: Steel/Glass</li> <li>Model Number: 197078</li> </ul> | 15.19 | EA | FVRATE20 | 1
Chemistry | PP00059822 | AZLON Polypro Del Tubes 90 P5 | <p>Azlon&reg; Gas Delivery Tubes are rre-bent in rigid polypropylene.. Unbreakable in normal use making them ideal substitutes for fragile glass alternatives. Suitable for many types of gas collection experiments in schools and universities.</p> <p>Tube:</p> <ul> <li>90&deg; Bend</li> <li>Internal Diameter: 4mm</li> <li>Outer Diameter: 6mm</li> <li>Overall Length: 205mm</li> </ul> | 20.35 | PK | FVRATE20 | 1
Chemistry | PP00059823 | AZLON Plastic Del Tube Double Bend P5 | <p>Azlon&reg; Gas Delivery Tubes are pre-bent in rigid polypropylene.. Unbreakable in normal use making them ideal substitutes for fragile glass alternatives. Suitable for many types of gas collection experiments in schools and universities.</p> | 29.95 | PK | FVRATE20 | 1
Chemistry | PP00059824 | AZLON Polypro Straight Gas Del Tubes P5 | <p>Azlon&reg; Gas Delivery Tubes.are pre-bent in rigid polypropylene delivery tubes. Unbreakable in normal use - ideal substitutes for fragile glass alternatives. Suitable for many types of gas collection experiments in schools and universities.</p> <p>Tube:</p> <ul> <li>Straight Tube</li> <li>Internal Diameter: 4mm</li> <li>Outer Diameter: 6mm</li> <li>Overall Length: 500mm</li> <li>It is not recommended that these tubes be exposed to temperatures above 60&deg;C.</li> </ul> | 26.95 | PK | FVRATE20 | 1
Chemistry | PP00059826 | AZLON Polypro Gas Del Tubes Doub Bend P5 | <p>Azlon&reg; Gas Delivery Tubes.are pre-bent in rigid polypropylene. Unbreakable in normal use - ideal substitutes for fragile glass alternatives. Suitable for many types of gas collection experiments in schools and universities.</p> | 22.3 | PK | FVRATE20 | 1
Chemistry | PP00059827 | AZLON U Bend Gas Del Tubes P5 | <p>Azlon&reg; Gas Delivery Tubes are pre-bent in rigid polypropylene. Unbreakable in normal use - ideal substitutes for fragile glass alternatives. Suitable for many types of gas collection experiments in schools and universities.</p> <p>Tube:</p> <ul> <li>'U' Bend</li> <li>Internal Diameter: 4mm</li> <li>Outer Diameter: 6mm</li> <li>Overall Length: 340mm</li> <li>It is not recommended that these tubes be exposed to temperatures above 60&deg;C.</li> </ul> | 20.7 | PK | FVRATE20 | 1
Chemistry | PP00059828 | AZLON U Bend Gas Del Tubes Large P5 | <p>Azlon&reg; Gas Delivery Tubes.are pre-bent in rigid polypropylene . Unbreakable in normal use - ideal substitutes for fragile glass alternatives. Suitable for many types of gas collection experiments in schools and universities.</p> <p>Tube:</p> <ul> <li>Large 'U' Bend</li> <li>Internal Diameter: 4mm</li> <li>Outer Diameter: 6mm</li> <li>Overall Length: 500mm</li> <li>It is not recommended that these tubes be exposed to temperatures above 60&deg;C.</li> </ul> | 28.4 | PK | FVRATE20 | 1
Chemistry | PP00059829 | AZLON U Bend Gas Del Tubes Small P5 | <p>Azlon&reg; Gas Delivery Tubes.are pre-bent in rigid polypropylene. Unbreakable in normal use - ideal substitutes for fragile glass alternatives. Suitable for many types of gas collection experiments in schools and universities.</p> <p>Tube:</p> <ul> <li>Small 'U' Bend</li> <li>Internal Diameter: 4mm</li> <li>Outer Diameter: 6mm</li> <li>Overall Length: 260mm</li> <li>It is not recommended that these tubes be exposed to temperatures above 60&deg;C.</li> </ul> | 22.3 | PK | FVRATE20 | 1
Chemistry | PP00059830 | AZLON Side Arm U Bend Del Tubes P5 | <p>Azlon&reg; Gas Delivery Tubes.are pre-bent in rigid polypropylene. Unbreakable in normal use - ideal substitutes for fragile glass alternatives. Suitable for many types of gas collection experiments in schools and universities.</p> <p>Tube:</p> <ul> <li>Arm 'U' Bend</li> <li>Internal Diameter: 4mm</li> <li>Outer Diameter: 6mm</li> <li>Overall Length: 236mm</li> <li> <p>It is not recommended that these tubes be exposed to temperatures above 60&deg;C.</p> </li> </ul> | 22.3 | PK | FVRATE20 | 1
Biology | PP00060015 | ACDC Power Lead - 5V 1A | <p>The 14GJ15WD-0500100BW is a 5V/1A plug top PSU with a 2.1mm DC plug.</p> <ul> <li>Universal input, 90-264V AC</li> <li>Direct UK fixed plug top adaptor</li> <li>EN 62368-1 safety approved</li> <li>Meets Efficiency Level VI</li> <li>Over-voltage, over-current, and short circuit protection</li> <li>Primarily used in ITE, and audio/video industries</li> <li>Barrel Plug Center Positive 2.1mm x 5.5mm x 12mm</li> </ul> | 5.95 | EA | FVRATE20 | 1
Biology | PP00060016 | ACDC Power lead - 12V 500mA | <p>UK mains, AC/DC power supply, certified to EN62368 standard.</p> <ul> <li>Energy Efficiency Level VI</li> <li>Short circuit and over-current protection</li> <li>90&ndash;264V AC universal input</li> <li>Single output, 12V DC</li> <li>1.5m lead with 2.1x5.5mm barrel connector</li> </ul> | 5.95 | EA | FVRATE20 | 1
Design & Technology | PP00060127 | Balloons - Pack of 100 | <p>Round balloons in assorted colours.</p> <p>Supplied in packs of 100.</p> | 6.99 | PK | FVRATE20 | 1
Physics | PP050695AC | Laser Module - Red | <p>The Laser Module by Unilab is a new innovative solution developed by our in-house NPD team for conducting a number of laser light experiments<strong><em>&nbsp;</em></strong>as part of the GCSE and A-Level Physics curriculum, including the diffraction of light.&nbsp; Each laser module has a Power Rating of less than 1mW making them a Class 2 Laser suitable for use in the school laboratory. The Laser Modules can be placed on a desk or flat surface with a white screen 1M in front.&nbsp; When switched on, the laser pointer is projected onto the screen.&nbsp; A diffraction grating can then be used to split the beam of light.</p> <p>The Laser Module is available in 3 variations, each sold separately:&nbsp;</p> <ul> <li>Red Laser (Wavelength: 650nm)&nbsp;&nbsp;</li> <li>Green Laser (Wavelength: 520nm)</li> <li>Dual Laser (Red &amp; Green)</li> </ul> <p>Each unit comprises of a different coloured laser inside a stable plastic housing.&nbsp; There is a slide carrier on the front of each Laser box to accommodate a standard 50mm x 50mm Diffraction Grating - available to purchase separately.&nbsp;</p> <ul> <li>Supply Voltage: 4.5V DC (3 x AA batteries - not included)</li> </ul> <p>Students should be no closer than 1M from a Laser Experiment.</p> <p>Please follow all local regulations governing the use of lasers in educational establishments.</p> | 67.45 | EA | FVRATE20 | 1
Physics | PP050695AD | Laser Module - Dual | <p>The Laser Module by Unilab is a new innovative solution developed by our in-house NPD team for conducting a number of laser light experiments<strong><em>&nbsp;</em></strong>as part of the GCSE and A-Level Physics curriculum, including the diffraction of light.&nbsp; Each laser module has a Power Rating of less than 1mW making them a Class 2 Laser suitable for use in the school laboratory. The Laser Modules can be placed on a desk or flat surface with a white screen 1M in front.&nbsp; When switched on, the laser pointer is projected onto the screen.&nbsp; A diffraction grating can then be used to split the beam of light.</p> <p>The Laser Module is available in 3 variations, each sold separately:&nbsp;</p> <ul> <li>Red Laser (Wavelength: 650nm)&nbsp;&nbsp;</li> <li>Green Laser (Wavelength: 520nm)</li> <li>Dual Laser (Red &amp; Green)</li> </ul> <p>Each unit comprises of a different coloured laser inside a stable plastic housing.&nbsp; There is a slide carrier on the front of each Laser box to accommodate a standard 50mm x 50mm Diffraction Grating - available to purchase separately.&nbsp;</p> <ul> <li>Supply Voltage: 4.5V DC (3 x AA batteries - not included)</li> </ul> <p>Students should be no closer than 1M from a Laser Experiment.</p> <p>Please follow all local regulations governing the use of lasers in educational establishments.</p> | 131.95 | EA | FVRATE20 | 1
Glassware, Plastics & Ceramics | PP050886AA | Polypropylene Beaker - 100 x 10ml | <p>Polypropylene Measuring Beakers by Philip Harris</p> <p>Our own Philip Harris range offers the quality of other leading brands at an economical price.&nbsp;</p> <p>Our Polypropylene measuring beakers are made of high quality, heavy duty polypropylene.</p> <ul> <li>Short form&nbsp;</li> </ul> <p>The beakers feature a non-drip spout for easy pouring.</p> <p>They are transparent, with easy to read screen printed graduations and specifications.</p> <ul> <li>Autoclavable &amp; microwavable with superior chemical durability.</li> </ul> <p><strong>Available in the following sizes:</strong></p> <ul> <li>100ml - with 10ml graduations</li> <li>250ml - with 25ml graduations</li> <li>600ml - with 50ml graduations</li> <li>1000ml - with 50ml graduations</li> </ul> | 1.19 | EA | FVRATE20 | 1
Glassware, Plastics & Ceramics | PP050886AB | Polypropylene Beaker - 1000 x 50ml | <p>Polypropylene Measuring Beakers by Philip Harris</p> <p>Our own Philip Harris range offers the quality of other leading brands at an economical price.&nbsp;</p> <p>Our Polypropylene measuring beakers are made of high quality, heavy duty polypropylene.</p> <ul> <li>Short form&nbsp;</li> </ul> <p>The beakers feature a non-drip spout for easy pouring.</p> <p>They are transparent, with easy to read screen printed graduations and specifications.</p> <ul> <li>Autoclavable &amp; microwavable with superior chemical durability.</li> </ul> <p><strong>Available in the following sizes:</strong></p> <ul> <li>100ml - with 10ml graduations</li> <li>250ml - with 25ml graduations</li> <li>600ml - with 50ml graduations</li> <li>1000ml - with 50ml graduations</li> </ul> | 4.25 | EA | FVRATE20 | 1
Glassware, Plastics & Ceramics | PP050886AD | Polypropylene Beaker - 250 x 25ml | <p>Polypropylene Measuring Beakers by Philip Harris</p> <p>Our own Philip Harris range offers the quality of other leading brands at an economical price.&nbsp;</p> <p>Our Polypropylene measuring beakers are made of high quality, heavy duty polypropylene.</p> <ul> <li>Short form&nbsp;</li> </ul> <p>The beakers feature a non-drip spout for easy pouring.</p> <p>They are transparent, with easy to read screen printed graduations and specifications.</p> <ul> <li>Autoclavable &amp; microwavable with superior chemical durability.</li> </ul> <p><strong>Available in the following sizes:</strong></p> <ul> <li>100ml - with 10ml graduations</li> <li>250ml - with 25ml graduations</li> <li>600ml - with 50ml graduations</li> <li>1000ml - with 50ml graduations</li> </ul> | 2.15 | EA | FVRATE20 | 1
Glassware, Plastics & Ceramics | PP050886AE | Philip Harris Polypropylene Beaker 600ml | <p>Polypropylene Measuring Beakers by Philip Harris</p> <p>Our own Philip Harris range offers the quality of other leading brands at an economical price.&nbsp;</p> <p>Our Polypropylene measuring beakers are made of high quality, heavy duty polypropylene.</p> <ul> <li>Short form&nbsp;</li> </ul> <p>The beakers feature a non-drip spout for easy pouring.</p> <p>They are transparent, with easy to read screen printed graduations and specifications.</p> <ul> <li>Autoclavable &amp; microwavable with superior chemical durability.</li> </ul> <p><strong>Available in the following sizes:</strong></p> <ul> <li>100ml - with 10ml graduations</li> <li>250ml - with 25ml graduations</li> <li>600ml - with 50ml graduations</li> <li>1000ml - with 50ml graduations</li> </ul> | 3.05 | EA | FVRATE20 | 1
Glassware, Plastics & Ceramics | PP050887AB | PH Polypropylene Meauring Jug - 250ml | <p>Polypropylene Measuring Jugs by Philip Harris</p> <p>Our own Philip Harris range offers the quality of other leading brands at an economical price.&nbsp;</p> <p>Our Polypropylene measuring jugs made of high quality, heavy duty polypropylene.</p> <ul> <li>Short form&nbsp;</li> </ul> <p>The Jugs feature a non-drip spout &amp; handle with thumb grips for easy pouring.</p> <p>They are transparent, with easy to read screen printed graduations and specifications.</p> <ul> <li>Autoclavable &amp; microwavable with superior chemical durability.</li> </ul> <p><strong>Available in the following sizes:</strong></p> <ul> <li>100ml - with 10ml graduations</li> <li>250ml - with 25ml graduations</li> <li>600ml - with 50ml graduations</li> <li>1000ml - with 50ml graduations</li> </ul> | 2.95 | EA | FVRATE20 | 1
Glassware, Plastics & Ceramics | PP050887AC | PH Polypropylene Meauring Jug - 1000ml | <p>Polypropylene Measuring Jugs by Philip Harris</p> <p>Our own Philip Harris range offers the quality of other leading brands at an economical price.&nbsp;</p> <p>Our Polypropylene measuring jugs made of high quality, heavy duty polypropylene.</p> <ul> <li>Short form&nbsp;</li> </ul> <p>The Jugs feature a non-drip spout &amp; handle with thumb grips for easy pouring.</p> <p>They are transparent, with easy to read screen printed graduations and specifications.</p> <ul> <li>Autoclavable &amp; microwavable with superior chemical durability.</li> </ul> <p><strong>Available in the following sizes:</strong></p> <ul> <li>100ml - with 10ml graduations</li> <li>250ml - with 25ml graduations</li> <li>600ml - with 50ml graduations</li> <li>1000ml - with 50ml graduations</li> </ul> | 4.55 | EA | FVRATE20 | 1
Glassware, Plastics & Ceramics | PP050887AD | PH Polypropylene Meauring Jug - 100ml | <p>Polypropylene Measuring Jugs by Philip Harris</p> <p>Our own Philip Harris range offers the quality of other leading brands at an economical price.&nbsp;</p> <p>Our Polypropylene measuring jugs made of high quality, heavy duty polypropylene.</p> <ul> <li>Short form&nbsp;</li> </ul> <p>The Jugs feature a non-drip spout &amp; handle with thumb grips for easy pouring.</p> <p>They are transparent, with easy to read screen printed graduations and specifications.</p> <ul> <li>Autoclavable &amp; microwavable with superior chemical durability.</li> </ul> <p><strong>Available in the following sizes:</strong></p> <ul> <li>100ml - with 10ml graduations</li> <li>250ml - with 25ml graduations</li> <li>600ml - with 50ml graduations</li> <li>1000ml - with 50ml graduations</li> </ul> | 2.35 | EA | FVRATE20 | 1
Glassware, Plastics & Ceramics | PP050887AE | PH Polypropylene Measuring Jug - 600ml | <p>Polypropylene Measuring Jugs by Philip Harris</p> <p>Our own Philip Harris range offers the quality of other leading brands at an economical price.&nbsp;</p> <p>Our Polypropylene measuring jugs made of high quality, heavy duty polypropylene.</p> <ul> <li>Short form&nbsp;</li> </ul> <p>The Jugs feature a non-drip spout &amp; handle with thumb grips for easy pouring.</p> <p>They are transparent, with easy to read screen printed graduations and specifications.</p> <ul> <li>Autoclavable &amp; microwavable with superior chemical durability.</li> </ul> <p><strong>Available in the following sizes:</strong></p> <ul> <li>100ml - with 10ml graduations</li> <li>250ml - with 25ml graduations</li> <li>600ml - with 50ml graduations</li> <li>1000ml - with 50ml graduations</li> </ul> | 3.95 | EA | FVRATE20 | 1
Outdoor | PP051622 | Flexi Tub Multibuy | <p>Indoors or outdoors, these flexitubs will solve all of your storage needs.</p> <ul> <li>With handles for easy grip and transportation</li> <li>Suitable for multipurpose use, indoor and outdoors</li> <li>Will easily stack together for compact storage</li> </ul> <p>42 Litre Capacity&nbsp;</p> <p>Buy one of each colour: Green, Anthracite and Sage (accessories not included)</p> | 29.97 | EA | FVRATE20 | 1
Physics | PP051645 | Key Stage 3 BEK Kit - 3 Students | <p>Contents enable 1 group of up to 3 students to carry out investigations into electrical components and circuits using structured work cards and robust components. The components are mounted on to tough yellow plastic tiles, each fitted with two 4mm terminals. The components can be made in to circuits by connecting them together using the supplied 4mm leads. Each component tile features the correct circuit symbol for the specific component. The supplied work cards have been written by our in-house experts and reflect the current KS3 national curriculum. The kit is supplied in a blue Gratnells tray, allowing for easy packing and storage.</p> <p>Kit Contents:&nbsp;</p> <ul> <li>10 x Red Leads</li> <li>10 x Black Leads</li> <li>4 x BEK Ammeter</li> <li>3 x BEK Voltmeter</li> <li>3 x BEK Lamp Holders</li> <li>25 x MES Bulbs for BEK Lamp Holder</li> <li>1 x BEK 22 Ohm Resistor</li> <li>2 x BEK Push Switch</li> <li>1 x BEK Mounted Motor</li> <li>3 x BEK Single Cell Holder&nbsp;(batteries not included - see B8R05412)</li> <li>1 x Pack of Unilab Key Stage 3 BEK Work Cards</li> <li>Storage Tray with Lid</li> </ul> | 149.35 | EA | FVRATE20 | 1
Environmental Science | PP051785 | Weather Kits - Landscapes | <p>Kit contains</p> <p>2x Thermocolour Sheets 20 To 25C</p> <p>2x Leslie Cube</p> <p>1x Water Cycle Poster</p> <p>1x Global Warming Poster</p> <p>2x Mini Light Meter</p> <p>2x Mini Anemometer</p> <p>2x Mini Sound Meter</p> <p>2x Mini Temperature Humidity Meter</p> <p>3x Duracell Procell Aaa Batteries</p> <p>10x Rain Gauge&nbsp;</p> | 309.65 | EA | FVRATE20 | 1
Chairs & Stools | PP051835AA | Wooden Flat Top Stools - 610mm | <p>Developed from the original polypropylene version, these wooden top stools offer an attractive and durable alternative. The high quality, steel frames have a leatherite paint finish for the ultimate durability, and the beech veneer tops are finished with a clear lacquer coating for easy cleaning. Stackable, and with a hand hole for easy carrying, these stools are perfect for science labs or technology classrooms throughout the school.&nbsp;</p> <ul> <li>Classic stackable rectangular stools designed for education use</li> <li>Beech veneer seat complete with hand hole for easy carrying</li> <li>Epoxy coated steel frame for ultimate durability</li> <li>Frame complete with footrest and rubber feet</li> <li>Available in 4 popular heights</li> <li>Beech seat colour</li> <li>10 year warranty</li> </ul> | 51 | EA | FVRATE20 | 1
Chairs & Stools | PP051835AB | Wooden Flat Top Stools - 430mm | <p>Developed from the original polypropylene version, these wooden top stools offer an attractive and durable alternative. The high quality, steel frames have a leatherite paint finish for the ultimate durability, and the beech veneer tops are finished with a clear lacquer coating for easy cleaning. Stackable, and with a hand hole for easy carrying, these stools are perfect for science labs or technology classrooms throughout the school.&nbsp;</p> <ul> <li>Classic stackable rectangular stools designed for education use</li> <li>Beech veneer seat complete with hand hole for easy carrying</li> <li>Epoxy coated steel frame for ultimate durability</li> <li>Frame complete with footrest and rubber feet</li> <li>Available in 4 popular heights</li> <li>Beech seat colour</li> <li>10 year warranty</li> </ul> | 51 | EA | FVRATE20 | 1
Chairs & Stools | PP051835AC | Wooden Flat Top Stools - 685mm | <p>Developed from the original polypropylene version, these wooden top stools offer an attractive and durable alternative. The high quality, steel frames have a leatherite paint finish for the ultimate durability, and the beech veneer tops are finished with a clear lacquer coating for easy cleaning. Stackable, and with a hand hole for easy carrying, these stools are perfect for science labs or technology classrooms throughout the school.&nbsp;</p> <ul> <li>Classic stackable rectangular stools designed for education use</li> <li>Beech veneer seat complete with hand hole for easy carrying</li> <li>Epoxy coated steel frame for ultimate durability</li> <li>Frame complete with footrest and rubber feet</li> <li>Available in 4 popular heights</li> <li>Beech seat colour</li> <li>10 year warranty</li> </ul> | 51 | EA | FVRATE20 | 1
Chairs & Stools | PP051835AD | Wooden Flat Top Stools - 525mm | <p>Developed from the original polypropylene version, these wooden top stools offer an attractive and durable alternative. The high quality, steel frames have a leatherite paint finish for the ultimate durability, and the beech veneer tops are finished with a clear lacquer coating for easy cleaning. Stackable, and with a hand hole for easy carrying, these stools are perfect for science labs or technology classrooms throughout the school.&nbsp;</p> <ul> <li>Classic stackable rectangular stools designed for education use</li> <li>Beech veneer seat complete with hand hole for easy carrying</li> <li>Epoxy coated steel frame for ultimate durability</li> <li>Frame complete with footrest and rubber feet</li> <li>Available in 4 popular heights</li> <li>Beech seat colour</li> <li>10 year warranty</li> </ul> | 51 | EA | FVRATE20 | 1
Design & Technology | PP051923 | Intro To Machines Classroom Pack | <p>Catering for up to 18 students at a time this ideal classroom pack introduces students to all the key aspects of Machines - Gears, Leavers, Pulleys, Wheels, Axles and Inclined planes - in an exciting and productive way.</p> <p>Students can build 8 real working models of 1st/2nd/3rd class levers and a variety of pulley systems, learn what a gear ratio is and how it's configured, or understand how including planes, screws and wedges make work easier.</p> <p>Includes comprehensive teacher guides and 19 lesson plans covering all key definitions and concepts.</p> <p>With over 1100 parts and pieces this is the ideal classroom accompaniment to promote the development of STEAM (science, technology, engineering, arts, and math) concepts by igniting students' natural curiosity and creativity.</p> <ul> <li>Ideal for Ages 8+</li> <li>Key Stages 2-3</li> </ul> | 299.99 | EA | FVRATE20 | 1
Physics | PP051926 | Induction Kit | <p>Kit containing Dissectible Transformer, Mains Coil and Induction Accessory Kit.</p> <p>Apparatus designed for the demonstration of the basic principles of the a.c. transformer. The various coils and cores will also serve as the basis of many experiments in electromagnetism, using either the direct or alternating current.</p> <p>The inclusion of the BS:EN 61010 compliant mains coil and the 6 turn copper coil from the Induction Accessories Set provides the necessary power for the nail melting experiment. The set of aluminium rings when used with the mains coil allow the Thomson&rsquo;s rings demonstrations.</p> <p>The Induction Kit includes:&nbsp;</p> <ul> <li>1 x Philip Harris Dissectible Transformer&nbsp;</li> <li>1 x Mains Coil</li> <li>1 x Induction Accessories Set.</li> </ul> <p>The Induction Accessories Set includes:</p> <ul> <li>A 6 turn copper coil.&nbsp;</li> <li>Set of aluminium rings, 2&nbsp;solid and the third split to show that the rings must be continuous for &lsquo;levitation&rsquo; to take place.&nbsp;</li> <li>Solder trough to demonstrate the principle of the induction furnace.</li> </ul> | 350.15 | EA | FVRATE20 | 1
Chemistry | PP051931 | Titration Bundle | <p>A laboratory bundle consisting of all components required to carry out a titration. Offer superb stability for titration experiments.&nbsp;</p> <p>Set consists of:</p> <ul> <li>1 x retort stand base, steel base with tapped hole: 10 x 1.5mm, finished in black and fitted with rubber feet, Dimensions: 200mm x 125mm</li> <li>1 x retort stand rod, plated mild steel, screwed 10mm x 1.5mm metric thread, dimensions (L)600mm x (D)12.5mm</li> <li>1 x burette clamp, made from heavy casted alloy, can be used to accommodate one or two burettes on one stand</li> <li>1 x Class B glass burette with PTFE rotaflow stopcock and blue graduations.</li> </ul> | 23.45 | EA | FVRATE20 | 1
Lab Equipment | PP051932 | Metalware Deluxe | <p>A laboratory bundle consisting of a retort stand, ring clamp and 4 pronged cork lined clamp. Offers superb stability for experiments using a round bottomed flask.&nbsp;</p> <p>Set consists of&nbsp;</p> <ul> <li>1 x plated mild steel rod, screwed with 10mm x 1.5mm metric thread, dimensions (L)600mm (D)12.5mm.&nbsp;</li> <li>1 x retort stand base, steel base with tapped hole, black with rubber feet, dimensions 200mm x 125mm.&nbsp;</li> <li>1 x boss head, cast alloy, 2 slots at right angles to each other.&nbsp;</li> <li>5 x four pronged, cork lined clamp, made from aluminium alloy, holds objects of diameter 6 &ndash; 95mm.&nbsp;</li> <li>1 x stainless steel closed ring, internal diameter 5cm.</li> </ul> | 24.45 | EA | FVRATE20 | 1
Lab Equipment | PP051934 | Metalware Superior | <p>A high quality laboratory bundle, consisting of a retort stand, boss head, 3 finger vinyl covered clamp and a ring clamp. Offers durable superb stability for experiments using a round bottomed flask.&nbsp;</p> <p>Set consists of&nbsp;</p> <p>1 x plated mild steel rod, screwed with 10mm x 1.5mm metric thread, dimensions (L)600mm x (D)12.5mm.</p> <p>1 x retort stand base, steel base with tapped hole, black with rubber feet dimensions 200mm x 125mm.&nbsp;</p> <p>1 x high grade metal alloy square boss head, all metal constructions allowing for heavy loads.&nbsp;</p> <p>1 x 3 finger, vinyl covered clamp, constructed from strong metal alloy to prevent rusting.&nbsp;</p> <p>1 x steel retort ring, outside ring diameter 6cm.</p> | 18.15 | EA | FVRATE20 | 1
Lab Equipment | PP051935 | Metalware Set | <p>A laboratory bundle consisting of a retort stand and ring clamp. Offers superb stability for basic experiment set-ups.&nbsp;</p> <p>Set consists of&nbsp;</p> <ul> <li>1 x plated mild steel rod, screwed with 10mm x 1.5mm metric thread, dimensions (L)600mm (D)12.5mm.&nbsp;</li> <li>1 x retort stand base, steel base with tapped hole, black with rubber feet, dimensions 200mm x 125mm.</li> <li>1 x steel retort ring with boss head clamp, outside ring diameter 6cm.</li> </ul> | 11.15 | EA | FVRATE20 | 1
Lab Equipment | PP051936 | Standard Rod Set | <p>Basic retort stand bundle consisting of:</p> <ul> <li>1 x retort stand base: steel base with tapped hole: finished in black and fitted with rubber feet, Dimensions: 200mm x 125mm&nbsp;</li> <li>1 x retort stand rod: plated mild steel, screwed: 10mm x 1.5mm metric thread, Dimensions: (L)600mm x (D)12.5mm.</li> </ul> | 9.25 | EA | FVRATE20 | 1
Primary Science | PP051967 | Key Stage 2 BeK Kit - 3 Students | <p>Contents enable 1 group of up to 3 pupils to investigate electrical components and circuits using structured work cards and robust components, which are mounted on tough yellow bases, each base is fitted with two 4mm sockets and feature the appropriate circuit symbol of the component. The panels are formed into circuits by connecting them together using the supplied 4mm leads. The work cards have been written by our in-house curriculum experts and reflect the current KS2 national curriculum requirements.</p> <p>The kit is supplied in a blue Gratnells tray and can be packed away and stored neatly.</p> <p>Kit Contents:</p> <ul> <li>10 x Red 4mm Leads</li> <li>10 x Black 4mm Leads</li> <li>1 x Reel Bare Copper Wire</li> <li>10 x Bulbs</li> <li>10 x Crocodile Clips</li> <li>1 x Mounted Buzzer</li> <li>3 x Push Switch</li> <li>3 x Lamp Holder</li> <li>1 x Mounted Motor</li> <li>3 x Single Cell Holder</li> <li>1 x Set of Work Cards</li> </ul> | 84.99 | EA | FVRATE20 | 1
Primary Science | PP051968 | Key Stage 2 BeK Kit - 30 Students | <p><strong>KS2 BEK Class Kit</strong></p> <p>Contents enable a class of up to 30 pupils working in groups to investigate electrical components and circuits using structured work cards and robust components, which are mounted on tough yellow bases, each base is fitted with two 4mm sockets and feature the appropriate circuit symbol of the component. The panels are formed into circuits by connecting them together using the supplied 4mm leads. The work cards have been written by our in-house curriculum experts and reflect the current KS2 national curriculum requirements. The kit is supplied in a blue Gratnells tray and can be packed away and stored neatly.</p> <p>Kit Contents:</p> <p>100 x Red 4mm Leads</p> <p>100 x Black 4mm Leads</p> <p>2 x Reel of Bare Copper Wire</p> <p>30 x Bulbs</p> <p>20 x Crocodile Clips</p> <p>10 x Monted Buzzer</p> <p>30 x Push Switch</p> <p>30 x Lamp Holder</p> <p>10 x Mounted Motor</p> <p>30 x Single Cell Holder</p> <p>Set of Work Cards</p> | 606.99 | EA | FVRATE20 | 1
Primary Science | PP051971 | Forces Essentials Kit | <p>The Year 5 forces kit has been developed by Hope Education to create an all-round classroom resource to support the teaching of forces in year 5. It has been tailored to meet the Key Stage 2 science curriculum requirements of the topic of forces. The kit is supplied in a blue Gratnells tray and can be packed away and stored neatly. The kit contains equipment put together by our curriculum experts to facilitate the teaching of forces in Primary Science:</p> <p>The kit enables teaching of the following:</p> <p>Exploring the difference between weight and mass</p> <p>Air resistance</p> <p>Water resistance</p> <p>Levers and Pulleys</p> <p>The Kit contents include:</p> <p>Comprehensive lesson plan and worksheets</p> <p>3 x Newton Meters</p> <p>10 x Tape Measure</p> <p>10 x Stopwatch</p> <p>2 x String</p> <p>4 x Modelling Clay</p> <p>4 x Aquarium Tank</p> <p>4 x Mechanical Scales</p> <p>1 x Beams and Fulcrums (Kit)</p> <p>5 x Hanging Masses (Pack)</p> <p>6 x Bench and Rod Pulleys (including stands)</p> <p>2 x Gear Pack</p> <p>Colours of products may vary, subject to stock availability.</p> | 474.59 | EA | FVRATE20 | 1
Physics | PP052081 | Gcse Bek Kit | <p>Contents enable 1 group of up to 3 students to carry out investigations into electrical components and circuits using structured work cards, and robust components. The BEK components are mounted on to tough yellow plastic tiles, each fitted with two 4mm terminals. The components can be made in to circuits by connecting them together using the supplied 4mm leads. Each component tile features the correct circuit symbol for the specific component. This kit also contains a multimeter, which is a multifunctional instrument ideal for educational use, allowing students to grasp the concept of measuring voltage and current using the same meter. The supplied work cards have been written by our in-house experts and cover the current required G.C.S.E practical elements The kit is supplied in a blue Gratnells tray to aid packing away and ease of storage.</p> <p>Kit Contents:</p> <ul> <li>5 x Red 4mm Leads</li> <li>5 x Black 4mm Leads</li> <li>1 x Reel of Nichrome Wire</li> <li>1 x 1N5401 Diode</li> <li>1 x 100 Ohm Potentiometer</li> <li>2 x 1K Ohm Resistor</li> <li>1 x 100 Ohm Resistor</li> <li>1 x 4 Cell Holder</li> <li>2 x Multimeter</li> <li>1 x Bulb Holder</li> <li>25 x Bulbs</li> <li>1 x Pack of Work Cards&nbsp;</li> </ul> | 123.75 | EA | FVRATE20 | 1
Glassware, Plastics & Ceramics | PP052172AA | Filter Papers Standard Grade 110mm | <p>This grade covers a wide range of laboratory applications and is used for clarifying liquids and for the rapid filtration of coarser precipitates such as lead sulfate, lead chromate, calcium oxalate, calcium carbonate, aluminum phosphate, barium carbonate and beryllium hydroxide. Standard Grade can be found in soil analysis, seed testing and in air pollution to collect dust-laden air and is also commonly used in the food industry to separate foodstuffs from associated extracting liquid.</p> <p><strong>Available in the following sizes:</strong></p> <ul> <li>100mm</li> <li>125mm</li> <li>150mm</li> </ul> | 4.29 | PK | FVRATE20 | 1
Glassware, Plastics & Ceramics | PP052172AB | Johnson Filter Papers Standard Grade 150 | <p>This grade covers a wide range of laboratory applications and is used for clarifying liquids and for the rapid filtration of coarser precipitates such as lead sulfate, lead chromate, calcium oxalate, calcium carbonate, aluminum phosphate, barium carbonate and beryllium hydroxide. Standard Grade can be found in soil analysis, seed testing and in air pollution to collect dust-laden air and is also commonly used in the food industry to separate foodstuffs from associated extracting liquid.</p> <p><strong>Available in the following sizes:</strong></p> <ul> <li>100mm</li> <li>125mm</li> <li>150mm</li> </ul> | 5.35 | PK | FVRATE20 | 1
Glassware, Plastics & Ceramics | PP052172AC | Filter Papers Standard Grade 125mm | <p>This grade covers a wide range of laboratory applications and is used for clarifying liquids and for the rapid filtration of coarser precipitates such as lead sulfate, lead chromate, calcium oxalate, calcium carbonate, aluminum phosphate, barium carbonate and beryllium hydroxide. Standard Grade can be found in soil analysis, seed testing and in air pollution to collect dust-laden air and is also commonly used in the food industry to separate foodstuffs from associated extracting liquid.</p> <p><strong>Available in the following sizes:</strong></p> <ul> <li>100mm</li> <li>125mm</li> <li>150mm</li> </ul> | 4.85 | PK | FVRATE20 | 1
Mathematics | PP052645 | Mechanical Scales Pack 4 | <p>Brought to you by Hope Education these Mechanical Scales feature an easy to read dial with metric and imperial measures, they are compact for easy storage and the bowl is dishwasher-safe.</p> <p>Max weight: 5kg x 40g,11lb x 1oz.</p> <p>Product dimensions: W280 x H450 x L390mm.</p> <p>Pack of 4 - x1 Purple, x1 Green, x1 Orange, x1 Blue.</p> | 39.99 | EA | FVRATE20 | 1
Glassware, Plastics & Ceramics | PP052967AA | Pyrex Glass Beaker Squat Form 50mlP10 | <p>Always a best seller, Pyrex&reg; borosilicate glass meets the specifications of the following standards: ISO 3819 &amp; DIN12331.</p> <p>Due to the demanding conditions that borosilicate glass is subjected to, maximum chemical toughness, minimum thermal expansion &amp; high resistance to thermal shock make Pyrex&reg; the ideal material for use in any laboratory.</p> <p>White enamel graduations and marking patch.&nbsp;</p> <p><strong>Available in the following sizes:</strong></p> <ul> <li>25ml</li> <li>50ml</li> <li>100ml</li> <li>150ml</li> <li>250ml</li> <li>400ml</li> <li>600ml</li> <li>1000ml</li> </ul> | 27.19 | PK | FVRATE20 | 1
Glassware, Plastics & Ceramics | PP052967AB | Pyrex Glass Beaker Squat Form 100mlP10 | <p>Always a best seller, Pyrex&reg; borosilicate glass meets the specifications of the following standards: ISO 3819 &amp; DIN12331.</p> <p>Due to the demanding conditions that borosilicate glass is subjected to, maximum chemical toughness, minimum thermal expansion &amp; high resistance to thermal shock make Pyrex&reg; the ideal material for use in any laboratory.</p> <p>White enamel graduations and marking patch.&nbsp;</p> <p><strong>Available in the following sizes:</strong></p> <ul> <li>25ml</li> <li>50ml</li> <li>100ml</li> <li>150ml</li> <li>250ml</li> <li>400ml</li> <li>600ml</li> <li>1000ml</li> </ul> | 29.35 | PK | FVRATE20 | 1
Glassware, Plastics & Ceramics | PP052967AD | Pyrex Glass Beaker Squat Form 1000mlP10 | <p>Always a best seller, Pyrex&reg; borosilicate glass meets the specifications of the following standards: ISO 3819 &amp; DIN12331.</p> <p>Due to the demanding conditions that borosilicate glass is subjected to, maximum chemical toughness, minimum thermal expansion &amp; high resistance to thermal shock make Pyrex&reg; the ideal material for use in any laboratory.</p> <p>White enamel graduations and marking patch.&nbsp;</p> <p><strong>Available in the following sizes:</strong></p> <ul> <li>25ml</li> <li>50ml</li> <li>100ml</li> <li>150ml</li> <li>250ml</li> <li>400ml</li> <li>600ml</li> <li>1000ml</li> </ul> | 77.49 | PK | FVRATE20 | 1
Glassware, Plastics & Ceramics | PP052967AE | Pyrex Glass Beaker Squat Form 25mlP10 | <p>Always a best seller, Pyrex&reg; borosilicate glass meets the specifications of the following standards: ISO 3819 &amp; DIN12331.</p> <p>Due to the demanding conditions that borosilicate glass is subjected to, maximum chemical toughness, minimum thermal expansion &amp; high resistance to thermal shock make Pyrex&reg; the ideal material for use in any laboratory.</p> <p>White enamel graduations and marking patch.&nbsp;</p> <p><strong>Available in the following sizes:</strong></p> <ul> <li>25ml</li> <li>50ml</li> <li>100ml</li> <li>150ml</li> <li>250ml</li> <li>400ml</li> <li>600ml</li> <li>1000ml</li> </ul> | 36.85 | PK | FVRATE20 | 1
Glassware, Plastics & Ceramics | PP052967AF | Pyrex Glass Beaker Squat Form 150mlP10 | <p>Always a best seller, Pyrex&reg; borosilicate glass meets the specifications of the following standards: ISO 3819 &amp; DIN12331.</p> <p>Due to the demanding conditions that borosilicate glass is subjected to, maximum chemical toughness, minimum thermal expansion &amp; high resistance to thermal shock make Pyrex&reg; the ideal material for use in any laboratory.</p> <p>White enamel graduations and marking patch.&nbsp;</p> <p><strong>Available in the following sizes:</strong></p> <ul> <li>25ml</li> <li>50ml</li> <li>100ml</li> <li>150ml</li> <li>250ml</li> <li>400ml</li> <li>600ml</li> <li>1000ml</li> </ul> | 31.05 | PK | FVRATE20 | 1
Glassware, Plastics & Ceramics | PP052967AG | Pyrex Glass Beaker Squat Form 600mlP10 | <p>Always a best seller, Pyrex&reg; borosilicate glass meets the specifications of the following standards: ISO 3819 &amp; DIN12331.</p> <p>Due to the demanding conditions that borosilicate glass is subjected to, maximum chemical toughness, minimum thermal expansion &amp; high resistance to thermal shock make Pyrex&reg; the ideal material for use in any laboratory.</p> <p>White enamel graduations and marking patch.&nbsp;</p> <p><strong>Available in the following sizes:</strong></p> <ul> <li>25ml</li> <li>50ml</li> <li>100ml</li> <li>150ml</li> <li>250ml</li> <li>400ml</li> <li>600ml</li> <li>1000ml</li> </ul> | 49.39 | PK | FVRATE20 | 1
Glassware, Plastics & Ceramics | PP052967AH | Pyrex Glass Beaker Squat Form 250mlP10 | <p>Always a best seller, Pyrex&reg; borosilicate glass meets the specifications of the following standards: ISO 3819 &amp; DIN12331.</p> <p>Due to the demanding conditions that borosilicate glass is subjected to, maximum chemical toughness, minimum thermal expansion &amp; high resistance to thermal shock make Pyrex&reg; the ideal material for use in any laboratory.</p> <p>White enamel graduations and marking patch.&nbsp;</p> <p><strong>Available in the following sizes:</strong></p> <ul> <li>25ml</li> <li>50ml</li> <li>100ml</li> <li>150ml</li> <li>250ml</li> <li>400ml</li> <li>600ml</li> <li>1000ml</li> </ul> | 33.45 | PK | FVRATE20 | 1
Glassware, Plastics & Ceramics | PP052967AI | Pyrex Glass Beaker Squat Form 400mlP10 | <p>Always a best seller, Pyrex&reg; borosilicate glass meets the specifications of the following standards: ISO 3819 &amp; DIN12331.</p> <p>Due to the demanding conditions that borosilicate glass is subjected to, maximum chemical toughness, minimum thermal expansion &amp; high resistance to thermal shock make Pyrex&reg; the ideal material for use in any laboratory.</p> <p>White enamel graduations and marking patch.&nbsp;</p> <p><strong>Available in the following sizes:</strong></p> <ul> <li>25ml</li> <li>50ml</li> <li>100ml</li> <li>150ml</li> <li>250ml</li> <li>400ml</li> <li>600ml</li> <li>1000ml</li> </ul> | 39.65 | PK | FVRATE20 | 1
Glassware, Plastics & Ceramics | PP052973AA | Micropipettes - 5 Microlitres | <p>High performance fixed volume micropipette with a microlitre (uL) volume. Simple design allows for easy use.</p> <p>Features a soft and lightweight operation with an ergonomic, soft touch tip ejector designed to minimize hand fatigue, reduce thumb stress and to increase comfort with prolonged use. Fully autoclavable with a durable, autoclavable PVDF tip cone and a slip-resistant thermoplastic elastomer (TPE) body grip to minimize the transfer of body heat to the micropipette resulting in high accuracy even with continuous use.</p> <p><strong>Available in the following sizes:</strong></p> <ul> <li>5 Microlitres</li> <li>25 Microlitres</li> <li>100 Microlitres</li> </ul> | 47.75 | EA | FVRATE20 | 1
Glassware, Plastics & Ceramics | PP052973AB | Micropipettes - 100 Microlitres | <p>High performance fixed volume micropipette with a microlitre (uL) volume. Simple design allows for easy use.</p> <p>Features a soft and lightweight operation with an ergonomic, soft touch tip ejector designed to minimize hand fatigue, reduce thumb stress and to increase comfort with prolonged use. Fully autoclavable with a durable, autoclavable PVDF tip cone and a slip-resistant thermoplastic elastomer (TPE) body grip to minimize the transfer of body heat to the micropipette resulting in high accuracy even with continuous use.</p> <p><strong>Available in the following sizes:</strong></p> <ul> <li>5 Microlitres</li> <li>25 Microlitres</li> <li>100 Microlitres</li> </ul> | 49.49 | EA | FVRATE20 | 1
Chemistry | PP052974AA | Qfit Clips Conical Joint Blu 19-26 P10 | <p>For retaining glassware having Quickfit&reg; conical joints. Manufactured from polyacetal. Can considerably reduce the need for clamping. Easy to fit and remove. Can be used at temperatures up to 80&deg;C. Clips are colour coded for easy identification, yellow 14-23, Blue 19-26, and green 24-29.</p> | 38.75 | PK | FVRATE20 | 1
Chemistry | PP052974AB | Qfit Clips Conical Joint Yell 14-23 P10 | <p>For retaining glassware having Quickfit&reg; conical joints. Manufactured from polyacetal. Can considerably reduce the need for clamping. Easy to fit and remove. Can be used at temperatures up to 80&deg;C. Clips are colour coded for easy identification, yellow 14-23, Blue 19-26, and green 24-29.</p> | 40.65 | PK | FVRATE20 | 1
Glassware, Plastics & Ceramics | PP052988AA | Pyrex Wide Neck Conical Flask 100mlP10 | <p>Always a bestseller, Pyrex&reg; items are manufactured from thermal &amp; chemical resistant Pyrex&reg; borosilicate glass.&nbsp;Ideal for general laboratory use.</p> <p>Wide mouth conical flask with white enamel graduations and marking spot.</p> <p><strong>Available in the following sizes:</strong></p> <ul> <li>100ml</li> <li>250ml</li> </ul> | 44.49 | PK | FVRATE20 | 1
Glassware, Plastics & Ceramics | PP052988AB | Pyrex Wide Neck Conical Flask 250mlP10 | <p>Always a bestseller, Pyrex&reg; items are manufactured from thermal &amp; chemical resistant Pyrex&reg; borosilicate glass.&nbsp;Ideal for general laboratory use.</p> <p>Wide mouth conical flask with white enamel graduations and marking spot.</p> <p><strong>Available in the following sizes:</strong></p> <ul> <li>100ml</li> <li>250ml</li> </ul> | 46.49 | PK | FVRATE20 | 1
Glassware, Plastics & Ceramics | PP052990AB | Pyrex Narrow Mouth Conical Flask100mlP10 | <p>Always a bestseller, Pyrex&reg; items are manufactured from thermal &amp; chemical resistant Pyrex&reg; borosilicate glass.&nbsp;&nbsp;Ideal for general laboratory use.</p> <p>Narrow mouth conical flask with white enamel graduations and marking spot.</p> <p><strong>Available in the following sizes:</strong></p> <ul> <li>50ml</li> <li>100ml</li> <li>250ml</li> </ul> | 33.75 | PK | FVRATE20 | 1
Glassware, Plastics & Ceramics | PP052990AC | Pyrex Narrow Mouth Conical Flask250mlP10 | <p>Always a bestseller, Pyrex&reg; items are manufactured from thermal &amp; chemical resistant Pyrex&reg; borosilicate glass.&nbsp;&nbsp;Ideal for general laboratory use.</p> <p>Narrow mouth conical flask with white enamel graduations and marking spot.</p> <p><strong>Available in the following sizes:</strong></p> <ul> <li>50ml</li> <li>100ml</li> <li>250ml</li> </ul> | 42.05 | PK | FVRATE20 | 1
Glassware, Plastics & Ceramics | PP052994AC | Pyrex Heavy Duty Conical Flask 125ml P12 | <p>Always a bestseller, Pyrex&reg; items are manufactured from thermal &amp; chemical resistant Pyrex&reg; borosilicate glass.</p> <p>Pyrex&reg; heavy-duty conical flasks are designed to provide optimum mechanical strength under adverse conditions. These flasks have extra thick walls with carefully controlled uniformity, and heavily beaded rims to resist chipping. They are able to resist fracture by a factor of up to 300% over standard glassware. The bases are specially shaped to provide efficient magnetic stirrer operation.</p> <p><strong>Available in the following sizes:</strong></p> <ul> <li>125ml</li> <li>250ml</li> </ul> | 98.39 | PK | FVRATE20 | 1
Glassware, Plastics & Ceramics | PP052996AA | Pyrex Stoppered Vol Flask 500ml P2 | <p>Pyrex&reg; Class A volumetric flasks are made from chemically resistant borosilicate glass with inscriptions in white enamel. Includes chemical resistant polypropylene stopper.</p> <p><strong>Available in the following sizes:</strong></p> <ul> <li>250ml</li> <li>500ml</li> <li>1000ml</li> </ul> | 50.05 | PK | FVRATE20 | 1
Glassware, Plastics & Ceramics | PP052996AB | Pyrex Stoppered Vol Flask 1000ml P2 | <p>Pyrex&reg; Class A volumetric flasks are made from chemically resistant borosilicate glass with inscriptions in white enamel. Includes chemical resistant polypropylene stopper.</p> <p><strong>Available in the following sizes:</strong></p> <ul> <li>250ml</li> <li>500ml</li> <li>1000ml</li> </ul> | 75.09 | PK | FVRATE20 | 1
Glassware, Plastics & Ceramics | PP052996AC | Pyrex Stoppered Vol Flask 250ml P2 | <p>Pyrex&reg; Class A volumetric flasks are made from chemically resistant borosilicate glass with inscriptions in white enamel. Includes chemical resistant polypropylene stopper.</p> <p><strong>Available in the following sizes:</strong></p> <ul> <li>250ml</li> <li>500ml</li> <li>1000ml</li> </ul> | 29.39 | PK | FVRATE20 | 1
Glassware, Plastics & Ceramics | PP053001AA | Distilled Water Bottle 500ml P5 | <p>These low density polyethylene bottles with round section and swan neck are clearly labelled with 'Distilled Water' for the ease of identifying the contents. They feature a precision jet-tip which allows for fine control.</p> <p><strong>Available in the following sizes:</strong></p> <ul> <li>250ml</li> <li>&nbsp;500ml</li> </ul> | 18.59 | PK | FVRATE20 | 1
Glassware, Plastics & Ceramics | PP053001AB | Distilled Water Bottle 250ml P5 | <p>These low density polyethylene bottles with round section and swan neck are clearly labelled with 'Distilled Water' for the ease of identifying the contents. They feature a precision jet-tip which allows for fine control.</p> <p><strong>Available in the following sizes:</strong></p> <ul> <li>250ml</li> <li>&nbsp;500ml</li> </ul> | 16.85 | PK | FVRATE20 | 1
Glassware, Plastics & Ceramics | PP053110AA | Plastic Measuring Cylinder - 50ml | <p>Easy to read clear plastic measuring cylinders, safer than glass.</p> <p><strong>Available in the following sizes:</strong></p> <ul> <li>25ml</li> <li>50ml</li> <li>100ml</li> </ul> | 9.45 | EA | FVRATE20 | 1
Glassware, Plastics & Ceramics | PP053110AB | Plastic Measuring Cylinder - 100ml | <p>Easy to read clear plastic measuring cylinders, safer than glass.</p> <p><strong>Available in the following sizes:</strong></p> <ul> <li>25ml</li> <li>50ml</li> <li>100ml</li> </ul> | 8.95 | EA | FVRATE20 | 1
Glassware, Plastics & Ceramics | PP053110AC | Plastic Measuring Cylinder - 25ml | <p>Easy to read clear plastic measuring cylinders, safer than glass.</p> <p><strong>Available in the following sizes:</strong></p> <ul> <li>25ml</li> <li>50ml</li> <li>100ml</li> </ul> | 8.09 | EA | FVRATE20 | 1
Glassware, Plastics & Ceramics | PP053155AA | Plain Filter Funnel Glass 45mm P10 | <p>These filter funnels are made from borosilicate glass which offers excellent chemical resistance. Ideal for all general laboratory filtration activities.</p> <p><strong>Available in the following sizes:</strong></p> <ul> <li>45mm</li> <li>55mm</li> <li>75mm</li> <li>100mm</li> </ul> | 21.75 | PK | FVRATE20 | 1
Glassware, Plastics & Ceramics | PP053155AB | Plain Filter Funnel Glass 75mm P10 | <p>These filter funnels are made from borosilicate glass which offers excellent chemical resistance. Ideal for all general laboratory filtration activities.</p> <p><strong>Available in the following sizes:</strong></p> <ul> <li>45mm</li> <li>55mm</li> <li>75mm</li> <li>100mm</li> </ul> | 30.09 | PK | FVRATE20 | 1
Glassware, Plastics & Ceramics | PP053155AD | Plain Filter Funnel Glass 55mm P10 | <p>These filter funnels are made from borosilicate glass which offers excellent chemical resistance. Ideal for all general laboratory filtration activities.</p> <p><strong>Available in the following sizes:</strong></p> <ul> <li>45mm</li> <li>55mm</li> <li>75mm</li> <li>100mm</li> </ul> | 24.15 | PK | FVRATE20 | 1
Glassware, Plastics & Ceramics | PP053155AE | Plain Filter Funnel Glass 100ml P10 | <p>These filter funnels are made from borosilicate glass which offers excellent chemical resistance. Ideal for all general laboratory filtration activities.</p> <p><strong>Available in the following sizes:</strong></p> <ul> <li>45mm</li> <li>55mm</li> <li>75mm</li> <li>100mm</li> </ul> | 47.09 | PK | FVRATE20 | 1
Glassware, Plastics & Ceramics | PP053157AA | Polystop Pipes Dropping Bottles 100mlP10 | <p>Pipette dropping bottle with a three-piece pipette section comprising a glass dropper, high-density polythene stopper with dust-proof head and vinyl teat. Both stopper and teat are highly resistant to chemical attack by acids and alkalis.</p> <p><strong>Available in the following sizes:</strong></p> <ul> <li>30ml</li> <li>50ml</li> <li>100ml</li> </ul> <p>(Style of pipette may differ from image shown)</p> | 35.05 | PK | FVRATE20 | 1
Glassware, Plastics & Ceramics | PP053157AB | Polystop Pipes Dropping Bottle 30ml P10 | <p>Pipette dropping bottle with a three-piece pipette section comprising a glass dropper, high-density polythene stopper with dust-proof head and vinyl teat. Both stopper and teat are highly resistant to chemical attack by acids and alkalis.</p> <p><strong>Available in the following sizes:</strong></p> <ul> <li>30ml</li> <li>50ml</li> <li>100ml</li> </ul> <p>(Style of pipette may differ from image shown)</p> | 27.09 | PK | FVRATE20 | 1
Glassware, Plastics & Ceramics | PP053157AC | Polystop Pipes Dropping Bottle 50ml P10 | <p>Pipette dropping bottle with a three-piece pipette section comprising a glass dropper, high-density polythene stopper with dust-proof head and vinyl teat. Both stopper and teat are highly resistant to chemical attack by acids and alkalis.</p> <p><strong>Available in the following sizes:</strong></p> <ul> <li>30ml</li> <li>50ml</li> <li>100ml</li> </ul> <p>(Style of pipette may differ from image shown)</p> | 34.75 | PK | FVRATE20 | 1
Glassware, Plastics & Ceramics | PP053170AA | Clear Glass Reagent Bottle 250ml P10 | <p>Clear soda-lime glass reagent bottles, dustproof, with interchangeable 'Polystop' stoppers.</p> <p>Sold in packs of 10.</p> <p><strong>Available in the following sizes:</strong></p> <ul> <li>30ml</li> <li>50ml</li> <li>100ml</li> <li>250ml</li> <li>500ml</li> </ul> | 33.05 | PK | FVRATE20 | 1
Glassware, Plastics & Ceramics | PP053170AB | Polystop Clear Glass Reagent Bot 10mlP10 | <p>Clear soda-lime glass reagent bottles, dustproof, with interchangeable 'Polystop' stoppers.</p> <p>Sold in packs of 10.</p> <p><strong>Available in the following sizes:</strong></p> <ul> <li>30ml</li> <li>50ml</li> <li>100ml</li> <li>250ml</li> <li>500ml</li> </ul> | 20.05 | PK | FVRATE20 | 1
Glassware, Plastics & Ceramics | PP053170AC | Clear Glass Reagent Bottle 500ml P10 | <p>Clear soda-lime glass reagent bottles, dustproof, with interchangeable 'Polystop' stoppers.</p> <p>Sold in packs of 10.</p> <p><strong>Available in the following sizes:</strong></p> <ul> <li>30ml</li> <li>50ml</li> <li>100ml</li> <li>250ml</li> <li>500ml</li> </ul> | 37.75 | PK | FVRATE20 | 1
Glassware, Plastics & Ceramics | PP053170AD | Polystop Clear Glass Reagent Bot 30ml P1 | <p>Clear soda-lime glass reagent bottles, dustproof, with interchangeable 'Polystop' stoppers.</p> <p>Sold in packs of 10.</p> <p><strong>Available in the following sizes:</strong></p> <ul> <li>30ml</li> <li>50ml</li> <li>100ml</li> <li>250ml</li> <li>500ml</li> </ul> | 30.99 | PK | FVRATE20 | 1
Glassware, Plastics & Ceramics | PP053170AE | Polystop Clear Glass Reagent Bot 50mlP10 | <p>Clear soda-lime glass reagent bottles, dustproof, with interchangeable 'Polystop' stoppers.</p> <p>Sold in packs of 10.</p> <p><strong>Available in the following sizes:</strong></p> <ul> <li>30ml</li> <li>50ml</li> <li>100ml</li> <li>250ml</li> <li>500ml</li> </ul> | 21.65 | PK | FVRATE20 | 1
Glassware, Plastics & Ceramics | PP053174AA | Porcelain Crucible Without Lid 6mmP5 | <p>Glazed inside and outside except base. Supplied without lid.</p> <p><strong>Available in the following sizes:</strong></p> <ul> <li>6mm</li> <li>11mm</li> <li>21mm</li> <li>29mm</li> <li>50mm</li> </ul> | 16.09 | PK | FVRATE20 | 1
Glassware, Plastics & Ceramics | PP053174AB | Porcelain Crucible Without Lid 21mmP5 | <p>Glazed inside and outside except base. Supplied without lid.</p> <p><strong>Available in the following sizes:</strong></p> <ul> <li>6mm</li> <li>11mm</li> <li>21mm</li> <li>29mm</li> <li>50mm</li> </ul> | 21.35 | PK | FVRATE20 | 1
Glassware, Plastics & Ceramics | PP053174AC | Porcelain Crucible Without Lid 11mmP5 | <p>Glazed inside and outside except base. Supplied without lid.</p> <p><strong>Available in the following sizes:</strong></p> <ul> <li>6mm</li> <li>11mm</li> <li>21mm</li> <li>29mm</li> <li>50mm</li> </ul> | 14.85 | PK | FVRATE20 | 1
Glassware, Plastics & Ceramics | PP053174AD | Porcelain Crucible Without Lid 29mmP5 | <p>Glazed inside and outside except base. Supplied without lid.</p> <p><strong>Available in the following sizes:</strong></p> <ul> <li>6mm</li> <li>11mm</li> <li>21mm</li> <li>29mm</li> <li>50mm</li> </ul> | 21.85 | PK | FVRATE20 | 1
Glassware, Plastics & Ceramics | PP053174AE | Porcelain Crucible Without Lid 50mlP5 | <p>Glazed inside and outside except base. Supplied without lid.</p> <p><strong>Available in the following sizes:</strong></p> <ul> <li>6mm</li> <li>11mm</li> <li>21mm</li> <li>29mm</li> <li>50mm</li> </ul> | 28.99 | PK | FVRATE20 | 1
Glassware, Plastics & Ceramics | PP053187AA | Graduated Pips class B Straight 25ml P5 | <p>Straight form graduated Class B pipettes. Excellent for accurate measurement of solutions. With permanent stained graduations. Colour codings are fused ceramic enamel with gloss finish.</p> <p><strong>Available in the following sizes:</strong></p> <ul> <li>Volume: 2ml Requires a pipette filler (B8A78062 - not included).</li> <li>Volume: 25ml Requires a pipette filler (B8A78074 - not included).</li> <li>Volume: 10ml Requires a pipette filler (B8A78062 - not included).</li> </ul> | 11.89 | PK | FVRATE20 | 1
Glassware, Plastics & Ceramics | PP053187AB | Graduated Pips class B Straight 2ml P5 | <p>Straight form graduated Class B pipettes. Excellent for accurate measurement of solutions. With permanent stained graduations. Colour codings are fused ceramic enamel with gloss finish.</p> <p><strong>Available in the following sizes:</strong></p> <ul> <li>Volume: 2ml Requires a pipette filler (B8A78062 - not included).</li> <li>Volume: 25ml Requires a pipette filler (B8A78074 - not included).</li> <li>Volume: 10ml Requires a pipette filler (B8A78062 - not included).</li> </ul> | 10.89 | PK | FVRATE20 | 1
Glassware, Plastics & Ceramics | PP053187AC | Graduated Pips class B Straight 10ml P5 | <p>Straight form graduated Class B pipettes. Excellent for accurate measurement of solutions. With permanent stained graduations. Colour codings are fused ceramic enamel with gloss finish.</p> <p><strong>Available in the following sizes:</strong></p> <ul> <li>Volume: 2ml Requires a pipette filler (B8A78062 - not included).</li> <li>Volume: 25ml Requires a pipette filler (B8A78074 - not included).</li> <li>Volume: 10ml Requires a pipette filler (B8A78062 - not included).</li> </ul> | 10.89 | PK | FVRATE20 | 1
Glassware, Plastics & Ceramics | PP053188AA | Porcelain Crucible Lid 40mm P5 | <p>Lids to fit the Porcelain Crucibles.</p> <p><strong>Available in the following sizes:</strong></p> <ul> <li>11mm</li> <li>15mm</li> <li>21mm</li> </ul> | 13.59 | PK | FVRATE20 | 1
Glassware, Plastics & Ceramics | PP053188AB | Porcelain Crucible Lid 45mm P5 | <p>Lids to fit the Porcelain Crucibles.</p> <p><strong>Available in the following sizes:</strong></p> <ul> <li>11mm</li> <li>15mm</li> <li>21mm</li> </ul> | 16.15 | PK | FVRATE20 | 1
Glassware, Plastics & Ceramics | PP053190AA | Porcelain Crucible Squat Form - 45mm | <p>Squat form porcelain crucibles glazed inside and outside, with an unglazed base. With ringed handled lids.</p> <p><strong>Available in the following sizes:</strong></p> <ul> <li>15ml</li> <li>25ml</li> <li>45ml</li> </ul> | 2.55 | EA | FVRATE20 | 1
Glassware, Plastics & Ceramics | PP053190AB | Porcelain Crucible Squat Form - 25ml | <p>Squat form porcelain crucibles glazed inside and outside, with an unglazed base. With ringed handled lids.</p> <p><strong>Available in the following sizes:</strong></p> <ul> <li>15ml</li> <li>25ml</li> <li>45ml</li> </ul> | 1.39 | EA | FVRATE20 | 1
Glassware, Plastics & Ceramics | PP053190AC | Porcelain Crucible Squat Form - 15ml | <p>Squat form porcelain crucibles glazed inside and outside, with an unglazed base. With ringed handled lids.</p> <p><strong>Available in the following sizes:</strong></p> <ul> <li>15ml</li> <li>25ml</li> <li>45ml</li> </ul> | 1.19 | EA | FVRATE20 | 1
Glassware, Plastics & Ceramics | PP053199AA | Simax Wide Neck Conical Flask 250ml10 | <p>Simax&reg; Wide Mouth conical flasks are ideal for general laboratory use.&nbsp;</p> <p>White enamel graduations, borosilicate glass.</p> <p><strong>Available in the following sizes:</strong></p> <p>Volume: 100ml</p> <ul> <li>Height: 105mm</li> <li>Neck Diameter: 34mm</li> <li>Bung Size: 31 - B8A82659</li> <li>Pack of 10</li> </ul> <p>Volume: 250ml</p> <ul> <li>Height: 140mm</li> <li>Neck Diameter: 50mm</li> <li>Pack of 10</li> </ul> | 24.35 | PK | FVRATE20 | 1
Glassware, Plastics & Ceramics | PP053199AB | Simax Wide Neck Conical Flask 100ml10 | <p>Simax&reg; Wide Mouth conical flasks are ideal for general laboratory use.&nbsp;</p> <p>White enamel graduations, borosilicate glass.</p> <p><strong>Available in the following sizes:</strong></p> <p>Volume: 100ml</p> <ul> <li>Height: 105mm</li> <li>Neck Diameter: 34mm</li> <li>Bung Size: 31 - B8A82659</li> <li>Pack of 10</li> </ul> <p>Volume: 250ml</p> <ul> <li>Height: 140mm</li> <li>Neck Diameter: 50mm</li> <li>Pack of 10</li> </ul> | 21.85 | PK | FVRATE20 | 1
Glassware, Plastics & Ceramics | PP053202AA | Measuring Cylinder Polypropylene 25mlP12 | <p>Polypropylene measuring cylinders with excellent chemical resistance. Hexagonal base for stability and to prevent rolling.</p> <p><strong>Available in the following sizes:</strong></p> <ul> <li>10ml</li> <li>25ml</li> <li>50ml</li> <li>100ml</li> <li>250ml</li> <li>500ml</li> </ul> | 14.95 | PK | FVRATE20 | 1
Glassware, Plastics & Ceramics | PP053202AD | Measuring Cylinder Polypropylene 10mlP24 | <p>Polypropylene measuring cylinders with excellent chemical resistance. Hexagonal base for stability and to prevent rolling.</p> <p><strong>Available in the following sizes:</strong></p> <ul> <li>10ml</li> <li>25ml</li> <li>50ml</li> <li>100ml</li> <li>250ml</li> <li>500ml</li> </ul> | 16.55 | PK | FVRATE20 | 1
Glassware, Plastics & Ceramics | PP053203AA | Clear Glass Jar with Screw Cap 120ml P10 | <p>Wide mouth clear glass jars with screw-on plastic caps with interior waxed discs.</p> <p>Perfect for the in-class distribution &amp; Prep Room storage of non-hazardous chemicals.</p> <p>The larger sizes of these bottles (e.g. 120ml) are suitable for using as a vessel for the breeding of Drosophila Fly Cultures, as long as the lid is replaced with a foam stopper.</p> <p><strong>Available in the following sizes:</strong></p> <ul> <li>15ml</li> <li>30ml</li> <li>60ml</li> <li>120ml</li> <li>250ml</li> <li>500ml</li> <li>1000ml</li> </ul> | 9.65 | PK | FVRATE20 | 1
Glassware, Plastics & Ceramics | PP053203AB | Clear Glass Jar with Screw Cap 15ml P10 | <p>Wide mouth clear glass jars with screw-on plastic caps with interior waxed discs.</p> <p>Perfect for the in-class distribution &amp; Prep Room storage of non-hazardous chemicals.</p> <p>The larger sizes of these bottles (e.g. 120ml) are suitable for using as a vessel for the breeding of Drosophila Fly Cultures, as long as the lid is replaced with a foam stopper.</p> <p><strong>Available in the following sizes:</strong></p> <ul> <li>15ml</li> <li>30ml</li> <li>60ml</li> <li>120ml</li> <li>250ml</li> <li>500ml</li> <li>1000ml</li> </ul> | 6.95 | PK | FVRATE20 | 1
Glassware, Plastics & Ceramics | PP053203AC | Clear Glass Jar with Screw Cap 60ml P10 | <p>Wide mouth clear glass jars with screw-on plastic caps with interior waxed discs.</p> <p>Perfect for the in-class distribution &amp; Prep Room storage of non-hazardous chemicals.</p> <p>The larger sizes of these bottles (e.g. 120ml) are suitable for using as a vessel for the breeding of Drosophila Fly Cultures, as long as the lid is replaced with a foam stopper.</p> <p><strong>Available in the following sizes:</strong></p> <ul> <li>15ml</li> <li>30ml</li> <li>60ml</li> <li>120ml</li> <li>250ml</li> <li>500ml</li> <li>1000ml</li> </ul> | 8.65 | PK | FVRATE20 | 1
Glassware, Plastics & Ceramics | PP053203AD | Clear Glass Jar with Screw Cap 30ml P10 | <p>Wide mouth clear glass jars with screw-on plastic caps with interior waxed discs.</p> <p>Perfect for the in-class distribution &amp; Prep Room storage of non-hazardous chemicals.</p> <p>The larger sizes of these bottles (e.g. 120ml) are suitable for using as a vessel for the breeding of Drosophila Fly Cultures, as long as the lid is replaced with a foam stopper.</p> <p><strong>Available in the following sizes:</strong></p> <ul> <li>15ml</li> <li>30ml</li> <li>60ml</li> <li>120ml</li> <li>250ml</li> <li>500ml</li> <li>1000ml</li> </ul> | 5.79 | PK | FVRATE20 | 1
Physics | PP053304 | Microwave Kit with Accessories | <p>Microwave Kit complete with accessories.</p> <p>Kit contents:</p> <ul> <li>1 x Microwave Receiver</li> <li>1 x Microwave Transmitter</li> <li>1 x Microwave Probe Receiver</li> <li>Accessory Kit: 2 x Aluminium Reflectors (210 x 210mm), 1 x Aluminium Reflector (210mm x 60mm), 1 x Hardboard semi-silvered reflector (210mm x 210mm), 1 x Polarisation Grille</li> </ul> <ul> <li>The Microwave Probe Receiver gives a localised, precision receiver which finds particular application in identifying areas of peak and low amplitude in interference, reflection and refraction experiments. There are two controls, one for sensitivity and the other for volume of output to the internal loudspeaker. Power is from a mains plug-top unit. Output can be monitored by a CRO connected to the 4mm sockets for quantitative measurements.</li> <li>The Microwave Receiver uses a plate antenna which gives high sensitivity over a broad area. The output is to an internal loudspeaker and power is derived from a mains plug-top unit (supplied). A control allows the user to adjust the sensitivity to cater for different circumstances and distances.</li> <li>The Microwave Transmitter utilizes a Schottky diode oscillator module feeding a tuned waveguide and horn to give a directional microwave beam. The beam is modulated with a variable frequency audio signal which can be adjusted by the control on the top panel. Power is from a mains plug-top unit (supplied).</li> </ul> | 648.85 | EA | FVRATE20 | 1
Glassware, Plastics & Ceramics | PP053315AC | Pyrex Glass Crystallising Basin 300mlP10 | <p>Pyrex&reg; flat bottom evaporating basin made from chemically and thermally resistant Borosilicate glass, without spout.</p> <p><strong>Available in the following sizes:</strong></p> <ul> <li>70 x 40mm - 100ml&nbsp;</li> <li>95 x 55mm - 300ml</li> </ul> | 124.65 | PK | FVRATE20 | 1
Glassware, Plastics & Ceramics | PP053315AD | Pyrex Glass Crystallising Basin 100mlP10 | <p>Pyrex&reg; flat bottom evaporating basin made from chemically and thermally resistant Borosilicate glass, without spout.</p> <p><strong>Available in the following sizes:</strong></p> <ul> <li>70 x 40mm - 100ml&nbsp;</li> <li>95 x 55mm - 300ml</li> </ul> | 82.99 | PK | FVRATE20 | 1
Glassware, Plastics & Ceramics | PP053317AB | Azlon Plastic Dropping Bottle 60ml P10 | <p>These Azlon&reg; polyethylene dropping bottles with 40mm dropper &amp; captive dustcover are perfect for dropping and dispensing liquids.</p> <p>The spouted cap can be cut to size to adjust the flow rate.</p> <p>They offer good resistance to chemical attack.</p> <p><strong>Available in the following sizes:</strong></p> <ul> <li>30ml: (D)32mm x (H)93mm</li> <li>60ml: (D)40mm x (H)109mm</li> <li>150ml: (D)50mm x (H)147mm</li> </ul> | 14.49 | PK | FVRATE20 | 1
Glassware, Plastics & Ceramics | PP053317AC | Azlon Plastic Dropping Bottle 30ml P10 | <p>These Azlon&reg; polyethylene dropping bottles with 40mm dropper &amp; captive dustcover are perfect for dropping and dispensing liquids.</p> <p>The spouted cap can be cut to size to adjust the flow rate.</p> <p>They offer good resistance to chemical attack.</p> <p><strong>Available in the following sizes:</strong></p> <ul> <li>30ml: (D)32mm x (H)93mm</li> <li>60ml: (D)40mm x (H)109mm</li> <li>150ml: (D)50mm x (H)147mm</li> </ul> | 13.29 | PK | FVRATE20 | 1
Glassware, Plastics & Ceramics | PP053317AD | Azlon Plastic Dropping Bottle 150ml P10 | <p>These Azlon&reg; polyethylene dropping bottles with 40mm dropper &amp; captive dustcover are perfect for dropping and dispensing liquids.</p> <p>The spouted cap can be cut to size to adjust the flow rate.</p> <p>They offer good resistance to chemical attack.</p> <p><strong>Available in the following sizes:</strong></p> <ul> <li>30ml: (D)32mm x (H)93mm</li> <li>60ml: (D)40mm x (H)109mm</li> <li>150ml: (D)50mm x (H)147mm</li> </ul> | 16.55 | PK | FVRATE20 | 1
Chemistry | PP053402AA | Initial Lab Thermometer 205mm P10 | <p>The Initial&trade; range of laboratory thermometers offers a significant saving on our range of standard thermometers while making no compromises to traditional Brannan quality and accuracy. This entry level range is now available in a choice of red, green or blue spirit filling and have moulded glass non-roll device to help prevent breakage.</p> | 13.89 | PK | FVRATE20 | 1
Chemistry | PP053402AB | Initial Lab Thermometer 150mm P10 | <p>The Initial&trade; range of laboratory thermometers offers a significant saving on our range of standard thermometers while making no compromises to traditional Brannan quality and accuracy. This entry level range is now available in a choice of red, green or blue spirit filling and have moulded glass non-roll device to help prevent breakage.</p> | 16.39 | PK | FVRATE20 | 1
Chemistry | PP053402AC | Initial Lab Thermometer 305mm P10 | <p>The Initial&trade; range of laboratory thermometers offers a significant saving on our range of standard thermometers while making no compromises to traditional Brannan quality and accuracy. This entry level range is now available in a choice of red, green or blue spirit filling and have moulded glass non-roll device to help prevent breakage.</p> | 16.59 | PK | FVRATE20 | 1
Glassware, Plastics & Ceramics | PP053484AA | Simax Glass Beaker Squat Form 50ml P10 | <p>Simax&reg; borosilicate glass, squat form, graduated beaker with spout. Conforms to ISO 3819.</p> <p><strong>Available in the following sizes:</strong></p> <ul> <li>25ml</li> <li>50ml</li> <li>100ml</li> <li>150ml</li> <li>250ml</li> <li>400ml</li> <li>600ml</li> <li>800ml</li> <li>1000ml</li> </ul> | 12.89 | PK | FVRATE20 | 1
Glassware, Plastics & Ceramics | PP053484AB | Simax Glass Beaker Squat Form 400ml P10 | <p>Simax&reg; borosilicate glass, squat form, graduated beaker with spout. Conforms to ISO 3819.</p> <p><strong>Available in the following sizes:</strong></p> <ul> <li>25ml</li> <li>50ml</li> <li>100ml</li> <li>150ml</li> <li>250ml</li> <li>400ml</li> <li>600ml</li> <li>800ml</li> <li>1000ml</li> </ul> | 21.65 | PK | FVRATE20 | 1
Glassware, Plastics & Ceramics | PP053484AC | Simax Glass Beaker Squat Form 150ml P10 | <p>Simax&reg; borosilicate glass, squat form, graduated beaker with spout. Conforms to ISO 3819.</p> <p><strong>Available in the following sizes:</strong></p> <ul> <li>25ml</li> <li>50ml</li> <li>100ml</li> <li>150ml</li> <li>250ml</li> <li>400ml</li> <li>600ml</li> <li>800ml</li> <li>1000ml</li> </ul> | 14.79 | PK | FVRATE20 | 1
Glassware, Plastics & Ceramics | PP053484AD | Simax Glass Beaker Squat Form 600ml P10 | <p>Simax&reg; borosilicate glass, squat form, graduated beaker with spout. Conforms to ISO 3819.</p> <p><strong>Available in the following sizes:</strong></p> <ul> <li>25ml</li> <li>50ml</li> <li>100ml</li> <li>150ml</li> <li>250ml</li> <li>400ml</li> <li>600ml</li> <li>800ml</li> <li>1000ml</li> </ul> | 22.45 | PK | FVRATE20 | 1
Glassware, Plastics & Ceramics | PP053484AE | Simax Glass Beaker Squat Form 1000ml P10 | <p>Simax&reg; borosilicate glass, squat form, graduated beaker with spout. Conforms to ISO 3819.</p> <p><strong>Available in the following sizes:</strong></p> <ul> <li>25ml</li> <li>50ml</li> <li>100ml</li> <li>150ml</li> <li>250ml</li> <li>400ml</li> <li>600ml</li> <li>800ml</li> <li>1000ml</li> </ul> | 34.55 | PK | FVRATE20 | 1
Glassware, Plastics & Ceramics | PP053484AF | Simax Glass Beaker Squat Form 100ml P10 | <p>Simax&reg; borosilicate glass, squat form, graduated beaker with spout. Conforms to ISO 3819.</p> <p><strong>Available in the following sizes:</strong></p> <ul> <li>25ml</li> <li>50ml</li> <li>100ml</li> <li>150ml</li> <li>250ml</li> <li>400ml</li> <li>600ml</li> <li>800ml</li> <li>1000ml</li> </ul> | 11.19 | PK | FVRATE20 | 1
Glassware, Plastics & Ceramics | PP053484AG | Simax Glass Beaker Squat Form 250ml P10 | <p>Simax&reg; borosilicate glass, squat form, graduated beaker with spout. Conforms to ISO 3819.</p> <p><strong>Available in the following sizes:</strong></p> <ul> <li>25ml</li> <li>50ml</li> <li>100ml</li> <li>150ml</li> <li>250ml</li> <li>400ml</li> <li>600ml</li> <li>800ml</li> <li>1000ml</li> </ul> | 12.69 | PK | FVRATE20 | 1
Glassware, Plastics & Ceramics | PP053484AH | Simax Glass Beaker Squat Form 800ml P10 | <p>Simax&reg; borosilicate glass, squat form, graduated beaker with spout. Conforms to ISO 3819.</p> <p><strong>Available in the following sizes:</strong></p> <ul> <li>25ml</li> <li>50ml</li> <li>100ml</li> <li>150ml</li> <li>250ml</li> <li>400ml</li> <li>600ml</li> <li>800ml</li> <li>1000ml</li> </ul> | 34.45 | PK | FVRATE20 | 1
Glassware, Plastics & Ceramics | PP053484AI | Simax Glass Beaker Squat Form 25ml P10 | <p>Simax&reg; borosilicate glass, squat form, graduated beaker with spout. Conforms to ISO 3819.</p> <p><strong>Available in the following sizes:</strong></p> <ul> <li>25ml</li> <li>50ml</li> <li>100ml</li> <li>150ml</li> <li>250ml</li> <li>400ml</li> <li>600ml</li> <li>800ml</li> <li>1000ml</li> </ul> | 11.75 | PK | FVRATE20 | 1
Glassware, Plastics & Ceramics | PP053485AA | Simax Narrow Mouth Conical Flask250mlP10 | <p>Simax&reg; Narrow Mouth conical flasks are ideal for general laboratory use.</p> <p>White enamel graduations, borosilicate glass.</p> <p><strong>Available in the following sizes:</strong></p> <ul> <li>100ml</li> <li>250ml</li> <li>500ml</li> </ul> | 18.29 | PK | FVRATE20 | 1
Glassware, Plastics & Ceramics | PP053485AB | Simax Narrow Mouth Conical Flask100mlP10 | <p>Simax&reg; Narrow Mouth conical flasks are ideal for general laboratory use.</p> <p>White enamel graduations, borosilicate glass.</p> <p><strong>Available in the following sizes:</strong></p> <ul> <li>100ml</li> <li>250ml</li> <li>500ml</li> </ul> | 16.15 | PK | FVRATE20 | 1
Glassware, Plastics & Ceramics | PP053485AC | Simax Narrow Mouth Conical Flask500mlP10 | <p>Simax&reg; Narrow Mouth conical flasks are ideal for general laboratory use.</p> <p>White enamel graduations, borosilicate glass.</p> <p><strong>Available in the following sizes:</strong></p> <ul> <li>100ml</li> <li>250ml</li> <li>500ml</li> </ul> | 36.45 | PK | FVRATE20 | 1
Glassware, Plastics & Ceramics | PP053489AA | Stoppered Volumetric Flask ClassB250mP2 | <p>Volumetric flasks with permanent white inscriptions. Class B Borosilicate glass. Fitted with neutral, non-staining chemically resistant polypropylene stopper.</p> <p>An economically priced alternative to leading brands.</p> <p><strong>Available in the following sizes:</strong></p> <ul> <li>10ml</li> <li>50ml</li> <li>100ml</li> <li>250ml</li> <li>500ml</li> <li>1000ml</li> </ul> | 12.65 | PK | FVRATE20 | 1
Glassware, Plastics & Ceramics | PP053489AB | Stoppered Volumetric Flask Class B10mlP2 | <p>Volumetric flasks with permanent white inscriptions. Class B Borosilicate glass. Fitted with neutral, non-staining chemically resistant polypropylene stopper.</p> <p>An economically priced alternative to leading brands.</p> <p><strong>Available in the following sizes:</strong></p> <ul> <li>10ml</li> <li>50ml</li> <li>100ml</li> <li>250ml</li> <li>500ml</li> <li>1000ml</li> </ul> | 6.45 | PK | FVRATE20 | 1
Glassware, Plastics & Ceramics | PP053489AE | Stoppered Volumetric Flask Class B50mlP2 | <p>Volumetric flasks with permanent white inscriptions. Class B Borosilicate glass. Fitted with neutral, non-staining chemically resistant polypropylene stopper.</p> <p>An economically priced alternative to leading brands.</p> <p><strong>Available in the following sizes:</strong></p> <ul> <li>10ml</li> <li>50ml</li> <li>100ml</li> <li>250ml</li> <li>500ml</li> <li>1000ml</li> </ul> | 7.25 | PK | FVRATE20 | 1
Physics | PP053490 | Key Stage 3 BEK Kit - 30 Students | <p>Contents enable a class of up to 30 students working in groups to carry out investigations into electrical components and circuits using structured work cards and robust components. The components are mounted on to tough yellow plastic tiles, each fitted with two 4mm terminals. The components can be made into circuits by connecting them together using the supplied 4mm leads. Each component tile features the correct circuit symbol for the specific component. The supplied work cards have been written by our in-house experts and reflect the current KS3 national curriculum. The kit is supplied in Gratnells trays with lids, allowing for easy packing and storage.</p> <p>Kit Contents:</p> <ul> <li>60 x 4mm Stackable Plug Lead 250mm - Red (12 x Packs of 5)</li> <li>60 x 4mm Stackable Plug Lead 250mm - Black (12 x Packs of 5)</li> <li>40 x BEK Ammeter</li> <li>30 x BEK Voltmeter</li> <li>30 x BEK Lamp Holder</li> <li>50 x MES Bulbs 6V 0.04A for BEK Lamp Holder (2 x Packs of 25)&nbsp;</li> <li>10 x BEK 22 Ohm Resistor</li> <li>20 x BEK Push Switch</li> <li>10 x BEK Mounted Motor&nbsp;</li> <li>30 x BEK Cell Holder (batteries not included - see B8R05412)</li> <li>1 x Pack of Unilab KS3 BEK Work Cards</li> <li>2 x Extra Deep Storage Trays with Lids</li> </ul> | 1060.85 | EA | FVRATE20 | 1
Design & Technology | PP053542 | Exploring Pulleys Gears And Levers | <p>Special classroom pack designed for multiple use - up to 12 students at a time. Build working models demonstrating different types of gears, levers and fixed moveable and combination pulley systems. Guide with key concepts, terms definitions and learning objectives included.</p> <ul> <li>Builds 32 models</li> <li>Lesson plans&nbsp;</li> <li>750+ pieces.&nbsp;</li> <li>Contains 4 sets with almost 200 pieces each</li> </ul> <p>Packaged in a strong storage tray with moveable dividers and snap on transparent lid.</p> | 134.99 | EA | FVRATE20 | 1
Data Logging | PP053547 | Sensor Disc And Ph Electrode | <p>The Philip Harris SensorDisc, paired with a pH electrode, presents an innovative data logging solution ideal for educational science settings, offering up to 12 integrated sensors within one compact, wireless device. It eliminates the need for additional purchases, empowering educators and pupils to conduct diverse scientific experiments with ease.</p> <p>This versatile datalogger allows students to measure a multitude of parameters, including:</p> <ul> <li>Air Pressure (via the supplied air pressure tube)</li> <li>Ambient Temperature</li> <li>External Temperature (with the included temperature probe)</li> <li>Electric Current and Voltage (using the provided 2mm to 4mm leads)</li> <li>Distance</li> <li>Light Intensity</li> <li>Sound Level</li> <li>Microphone Detection</li> <li>pH Values (using the included pH electrode)</li> <li>Relative Humidity</li> <li>GPS Location</li> </ul> <p>Additionally, a universal sensor input is available, facilitating the connection of external sensors like Photogates or Carbon Dioxide sensors, thus extending experiment possibilities.</p> <p>The SensorDisc offers impressive capabilities with large memory storage for up to 1,000,000 samples, rapid data sampling rates reaching 100,000 samples per second, and an extended battery life providing up to 150 hours of operation between charges.</p> <p>Complementing its hardware, the graphical analysis software supports Windows, Android, and Mac devices, enabling pupils to display and interpret data using gauges, line graphs, bar charts, tables, or even overlaying measurements on Google Maps. The software is conveniently available for free download from our website.</p> <p>To aid educators, comprehensive pedagogic materials and experiment guides are readily available, covering subjects such as Biology, Chemistry, Physics, and Environmental Sciences.</p> <p>The SensorDisc boasts both Bluetooth and USB connectivity and comes with various accessories, including a stainless steel external temperature probe, voltage and current test leads, a pH electrode, and an air pressure tube.</p> <p>Additional external sensors offered include:</p> <p>:</p> <ul> <li>Carbon Dioxide (B8R08201)</li> <li>Photogate (B8R08200)</li> <li>Respiration (PP00050562)</li> <li>Wireless Force &amp; Accelerometer (PP00050561)</li> <li>Current Sensor -250 - +250mA (PP00050564)</li> <li>Voltage Sensor -10 - +10V (PP00050563)</li> <li>Magnetic Field (PP00050337)</li> <li>Heart Rate (PP00050336)</li> </ul> <p>To streamline classroom use, an optional charging tray (B8R08191) is available, capable of storing and recharging up to 8 SensorDisc units simultaneously.&nbsp;</p> | 464.95 | EA | FVRATE20 | 1
Primary Science | PP053759 | Steady Hand Game | <p>A complete class kit, containing all the components required for making your very own steady hand game. Kit includes a basic set of components to enable up to 10 student groups to make their own steady hand game. The kit demonstrates how the use of a simple series circuit can power the game.</p> <p>1 small cardboard box is required to use as a base for the game.</p> <p>Supplied with full teacher instructions.</p> <p>Kit Contents:</p> <p>10 x MES Lamp Holder</p> <p>10 x MES Bulb</p> <p>10 x Cell Holder</p> <p>10 x C Battery</p> <p>1 x Reel of Copper Wire</p> <p>30 x Crocodile Leads</p> <p>* Due to stock issues, a replacement bulb has been added to the kit and you may need to use both batteries in the circuit to light the bulb as the output from one battery may not be enough power*</p> | 49.99 | EA | FVRATE20 | 1
Primary Science | PP053762 | Food Machine Kit | <p>A complete class kit containing all the equipment required to show how the human digestion system works. The kit enables students to practically demonstrate how food moves through the digestive system from the mouth to the anus. The kit is supplied with full teacher instructions and labels and work card which can be laminated in order to re-use.</p> <p>Some food items are required to carry out the experiment and are not included.</p> <p>The kit is supplied in a Kiwi Gratnells tray and can be packed away and stored neatly.</p> <p>Kit Contents:</p> <p>1 x Sieve</p> <p>1 x Wooden Spoon</p> <p>4 x Messy Play Food Colouring (Varied colours)</p> <p>1 x Glycerol (500ml)</p> <p>Plastic Mixing Bowl (Pack of 3)</p> <p>1 x Measuring Jug</p> | 57.99 | EA | FVRATE20 | 1
Glassware, Plastics & Ceramics | PP054204AA | PH Wide Neck Conical Flask 250ml P12 | <p>Our own Philip Harris branded range of glassware offers the quality of other leading brands at an economical price.</p> <p>Made from high quality, chemical resistant 3.3 Borosilicate glass which is mechanically strong, and has a low temperature gradient.</p> <p>Uniform wall thickness makes the flasks ideal for heating.&nbsp;</p> <p>This range of Philip Harris conical flasks are graduated, with easy to read white graduations and have a wide mouth design.</p> <p>The Philip Harris Glassware range is excellent for general laboratory use and is economically priced for smaller budgets..&nbsp;</p> <p><strong>Available in the following sizes:</strong></p> <ul> <li>100ml (34mm Internal Neck Diameter)</li> <li>250ml (50mm Internal Neck Diameter)</li> </ul> | 23.85 | PK | FVRATE20 | 1
Glassware, Plastics & Ceramics | PP054204AB | PH Wide Neck Conical Flask 100ml P12 | <p>Our own Philip Harris branded range of glassware offers the quality of other leading brands at an economical price.</p> <p>Made from high quality, chemical resistant 3.3 Borosilicate glass which is mechanically strong, and has a low temperature gradient.</p> <p>Uniform wall thickness makes the flasks ideal for heating.&nbsp;</p> <p>This range of Philip Harris conical flasks are graduated, with easy to read white graduations and have a wide mouth design.</p> <p>The Philip Harris Glassware range is excellent for general laboratory use and is economically priced for smaller budgets..&nbsp;</p> <p><strong>Available in the following sizes:</strong></p> <ul> <li>100ml (34mm Internal Neck Diameter)</li> <li>250ml (50mm Internal Neck Diameter)</li> </ul> | 17.35 | PK | FVRATE20 | 1
Lab Equipment | PP054342 | MES Bulbs Assorted Bulk Pack - Pack of | <p>An essential resource for any student investigating electricity and circuits. What effect does voltage have upon the brightness of the bulbs?</p> <p>Applicable to Year 4 &amp; 6 of Key Stage 2 Electricity</p> <p>Pack of 150, containing 25 each of:</p> <ul> <li>1.5V</li> <li>2.5V</li> <li>3.5V</li> <li>4.5V</li> <li>6V</li> <li>6.5V</li> </ul> | 23.75 | EA | FVRATE20 | 1
Glassware, Plastics & Ceramics | PP054528AA | Amber Soda-Lime Bottles 250ml P12 | <p>Amber soda-lime glass reagent bottles with ground neck. UV absorbent up to 500nm. Ideal for the storage of light sensitive materials. Supplied with polyethylene stoppers.</p> <p>Complies with ISO 4796-2.</p> <p><strong>Available in the following sizes:</strong></p> <ul> <li>60ml</li> <li>125ml</li> <li>250ml</li> </ul> | 40.05 | PK | FVRATE20 | 1
Glassware, Plastics & Ceramics | PP054528AB | Amber Soda-Lime Bottles 125ml P12 | <p>Amber soda-lime glass reagent bottles with ground neck. UV absorbent up to 500nm. Ideal for the storage of light sensitive materials. Supplied with polyethylene stoppers.</p> <p>Complies with ISO 4796-2.</p> <p><strong>Available in the following sizes:</strong></p> <ul> <li>60ml</li> <li>125ml</li> <li>250ml</li> </ul> | 33.15 | PK | FVRATE20 | 1
Glassware, Plastics & Ceramics | PP054528AC | Amber Soda-Lime Bottles 60ml P12 | <p>Amber soda-lime glass reagent bottles with ground neck. UV absorbent up to 500nm. Ideal for the storage of light sensitive materials. Supplied with polyethylene stoppers.</p> <p>Complies with ISO 4796-2.</p> <p><strong>Available in the following sizes:</strong></p> <ul> <li>60ml</li> <li>125ml</li> <li>250ml</li> </ul> | 29.59 | PK | FVRATE20 | 1
Computing & ICT | PP054994 | LEGO Spike Prime Class Pack with Free Tr | <p>The ultimate creative building kit from LEGO&reg; Education the SPIKE&trade; Prime Set by LEGO Education can be used to teach simple coding lessons or to solve complex real-world problems in engineering, design and computer science.</p> <p>Containing elements not seen before, the SPIKE&trade; Prime Set contains enough bricks and elements for two pupils to enjoy and learn from and contains 33 lesson ideas for nearly 25 hours' worth of structured learning. Non-specialist teachers can get going with teaching coding without the worry that their subject knowledge will hold themselves and the class behind. The SPIKE&trade; Prime Set has got you!</p> <p>The SPIKE&trade; Prime Set by LEGO Education and Prime Units of learning will help develop wide-ranging skills in STEM. Pupils will be required to define problems, make prototypes, test their designs, evaluate their projects, as well as debug, recognise patterns and create algorithms.</p> <p>Learners can use the Prime Set and the intuitive LEGO Education SPIKE app to program sensors and motors, seeing their robotic models come alive and react to their programs. The LEGO Education SPIKE app uses coding language based on Scratch, an intuitive, drag-and-drop style of programming, making it easy for teachers and pupils to get going.</p> <p>Teach integral skills for 21st Century living including complex problem solving and decomposition, debugging, programming, engineering, designing, building and communication.</p> <p>Challenge students appropriately with the ultimate creative STEM resource taking pupils at the beginning of their coding journey right through to limitless creative design.</p> <p>Add to your LEGO Education collection of resources; LEGO Spike Prime is interchangeable with both We Do 2.0 and MINDSTORMS EV3.</p> <p>Cut down on planning and resourcing for your STEM lessons with enough bricks and elements for two pupils aged 11 to 14 and 33 planned, hands-on lessons.</p> <p>Move on to programming learning quickly with the inclusion of bricks that make building quick and simple.</p> <p>This class pack includes the following components</p> <ul> <li>15 x LEGO&reg; Spike Prime Core Sets;</li> <li>&nbsp;8 x LEGO&reg; Spike Prime Expansion Sets</li> </ul> | 5999.99 | EA | FVRATE20 | 1
Lab Equipment | PP055092 | Chemistry Starter Kit | <p>Our Chemistry Starter Kit is a versatile laboratory bundle which includes standard heating equipment alongside a retort stand with a range of accessories for holding a variety of laboratory vessels and equipment.</p> <p>The kit includes:</p> <p>1 x Natural Gas Bunsen Burner</p> <p>1 x 1M Rubber Tubing for Bunsen Burner (8mm bore)</p> <p>1 x Tripod Stand (130mm x 200mm)</p> <p>1 x Pack of 10 Iron Gauzes with Ceramic Centre (150mm)</p> <p>1 x Retort Stand Rod (Mild Steel, 600mm x 12.5mm)</p> <p>1 x Retort Stand Base (200mm x 125mm)</p> <p>1 x Standard Bosshead</p> <p>1 x Three-Finger Vinyl Coated Clamp</p> <p>1 x Two-Prong Cork Lined Clamp with attached Bosshead</p> <p>1 x Double Burette Clamp</p> <p>1 x Closed Steel Ring Clamp with attached Bosshead</p> <p>The retort stands and accessories can be used to hold a wide variety of experimental equipment including:</p> <ul> <li>Burettes</li> <li>Round-Bottom Flasks</li> <li>Separatory Funnels</li> <li>Chromatography Columns</li> </ul> <p>All items are also available to purchase separately.</p> <p>Please note this bundle is not suitable for schools with a bottled gas supply.</p> | 48.95 | EA | FVRATE20 | 1
Physics | PP055147 | Mounted Lamp 12V 24W | <p>For use with the mounted solar cell and motor. A 12V 24W S.B.C. bulb in a metal socket mounted on a folded metal base (100mm x 63mm) with a pair of 4mm sockets. The power rating of the bulb has been chosen so that when it is placed in front of the solar cell sufficient power is produced to run the motor effectively whilst avoiding the risk of damage to the cell by excess light and/or heat.</p> <p>Spare Bulbs are available to order as a pack of 10 (PP00054541)</p> <p>Requires a 12V power supply to operate (B8G85458 or similar).</p> | 9.45 | EA | FVRATE20 | 1
Glassware, Plastics & Ceramics | PP056512AA | FE Conical Flask Narrow Neck 50ml P12 | <p>Our Findel Everyday glassware range offers the best value for your school without compromising on quality.&nbsp;</p> <p>Findel Everyday Conical Flasks with narrow neck are made of heavy-duty 3.3 Borosilicate glass and are suitable for school laboratory applications.</p> <p><strong>Features:</strong></p> <ul> <li>White enamel graduations.</li> <li>A uniform wall thickness ideal for heating.</li> <li>Reinforced rim to protect against accidental impact.</li> </ul> <p><strong>Available in the following sizes:</strong></p> <ul> <li>50ml</li> <li>150ml</li> <li>250ml</li> <li>500ml</li> <li>1000ml</li> </ul> <p>Findel Everyday Borosilicate glass has the following heat tolerances:</p> <ul> <li>Strain Point: -515&deg;C</li> <li>Annealing Point: 565&deg;C</li> <li>Softening Point: 820&deg;C.</li> </ul> | 7.65 | PK | FVRATE20 | 1
Glassware, Plastics & Ceramics | PP056512AB | FE Conical Flask Narrow Neck 500ml P6 | <p>Our Findel Everyday glassware range offers the best value for your school without compromising on quality.&nbsp;</p> <p>Findel Everyday Conical Flasks with narrow neck are made of heavy-duty 3.3 Borosilicate glass and are suitable for school laboratory applications.</p> <p><strong>Features:</strong></p> <ul> <li>White enamel graduations.</li> <li>A uniform wall thickness ideal for heating.</li> <li>Reinforced rim to protect against accidental impact.</li> </ul> <p><strong>Available in the following sizes:</strong></p> <ul> <li>50ml</li> <li>150ml</li> <li>250ml</li> <li>500ml</li> <li>1000ml</li> </ul> <p>Findel Everyday Borosilicate glass has the following heat tolerances:</p> <ul> <li>Strain Point: -515&deg;C</li> <li>Annealing Point: 565&deg;C</li> <li>Softening Point: 820&deg;C.</li> </ul> | 9.75 | PK | FVRATE20 | 1
Glassware, Plastics & Ceramics | PP056512AC | FE Conical Flask Narrow Neck 1000ml P6 | <p>Our Findel Everyday glassware range offers the best value for your school without compromising on quality.&nbsp;</p> <p>Findel Everyday Conical Flasks with narrow neck are made of heavy-duty 3.3 Borosilicate glass and are suitable for school laboratory applications.</p> <p><strong>Features:</strong></p> <ul> <li>White enamel graduations.</li> <li>A uniform wall thickness ideal for heating.</li> <li>Reinforced rim to protect against accidental impact.</li> </ul> <p><strong>Available in the following sizes:</strong></p> <ul> <li>50ml</li> <li>150ml</li> <li>250ml</li> <li>500ml</li> <li>1000ml</li> </ul> <p>Findel Everyday Borosilicate glass has the following heat tolerances:</p> <ul> <li>Strain Point: -515&deg;C</li> <li>Annealing Point: 565&deg;C</li> <li>Softening Point: 820&deg;C.</li> </ul> | 19.95 | PK | FVRATE20 | 1
Glassware, Plastics & Ceramics | PP056512AD | FE Conical Flask Narrow Neck 150ml P12 | <p>Our Findel Everyday glassware range offers the best value for your school without compromising on quality.&nbsp;</p> <p>Findel Everyday Conical Flasks with narrow neck are made of heavy-duty 3.3 Borosilicate glass and are suitable for school laboratory applications.</p> <p><strong>Features:</strong></p> <ul> <li>White enamel graduations.</li> <li>A uniform wall thickness ideal for heating.</li> <li>Reinforced rim to protect against accidental impact.</li> </ul> <p><strong>Available in the following sizes:</strong></p> <ul> <li>50ml</li> <li>150ml</li> <li>250ml</li> <li>500ml</li> <li>1000ml</li> </ul> <p>Findel Everyday Borosilicate glass has the following heat tolerances:</p> <ul> <li>Strain Point: -515&deg;C</li> <li>Annealing Point: 565&deg;C</li> <li>Softening Point: 820&deg;C.</li> </ul> | 9.75 | PK | FVRATE20 | 1
Glassware, Plastics & Ceramics | PP056512AE | FE Conical Flask Narrow Neck 250ml P12 | <p>Our Findel Everyday glassware range offers the best value for your school without compromising on quality.&nbsp;</p> <p>Findel Everyday Conical Flasks with narrow neck are made of heavy-duty 3.3 Borosilicate glass and are suitable for school laboratory applications.</p> <p><strong>Features:</strong></p> <ul> <li>White enamel graduations.</li> <li>A uniform wall thickness ideal for heating.</li> <li>Reinforced rim to protect against accidental impact.</li> </ul> <p><strong>Available in the following sizes:</strong></p> <ul> <li>50ml</li> <li>150ml</li> <li>250ml</li> <li>500ml</li> <li>1000ml</li> </ul> <p>Findel Everyday Borosilicate glass has the following heat tolerances:</p> <ul> <li>Strain Point: -515&deg;C</li> <li>Annealing Point: 565&deg;C</li> <li>Softening Point: 820&deg;C.</li> </ul> | 13.35 | PK | FVRATE20 | 1
Glassware, Plastics & Ceramics | PP056519AA | FE Glass Beakers Squat Form 100ml P12 | <p>Our Findel Everyday glassware range offers the best value for your school without compromising on quality.&nbsp;</p> <p>Findel Everyday squat form beakers are a great economical range, offering excellent value and serving as a fantastic entry-level option.</p> <p>The beakers are made of 3.3 Borosilicate glass and features white graduation lines with a spout for easy pouring.</p> <p>The uniform walls provide excellent strength against breakage.</p> <p><strong>Features:</strong></p> <ul> <li>White enamel graduations.</li> <li>A uniform wall thickness ideal for heating.</li> <li>Reinforced rim to protect against accidental impact.</li> </ul> <p><strong>Available in the following sizes:</strong></p> <ul> <li>25ml</li> <li>50ml</li> <li>100ml</li> <li>150ml</li> <li>250ml</li> <li>500ml</li> <li>1000ml</li> </ul> <p>Findel Everyday Borosilicate glass has the following heat tolerances:</p> <ul> <li>Strain Point: -515&deg;C</li> <li>Annealing Point: 565&deg;C</li> <li>Softening Point: 820&deg;C.</li> </ul> | 5.95 | PK | FVRATE20 | 1
Glassware, Plastics & Ceramics | PP056519AB | FE Glass Beakers Squat Form 50ml P12 | <p>Our Findel Everyday glassware range offers the best value for your school without compromising on quality.&nbsp;</p> <p>Findel Everyday squat form beakers are a great economical range, offering excellent value and serving as a fantastic entry-level option.</p> <p>The beakers are made of 3.3 Borosilicate glass and features white graduation lines with a spout for easy pouring.</p> <p>The uniform walls provide excellent strength against breakage.</p> <p><strong>Features:</strong></p> <ul> <li>White enamel graduations.</li> <li>A uniform wall thickness ideal for heating.</li> <li>Reinforced rim to protect against accidental impact.</li> </ul> <p><strong>Available in the following sizes:</strong></p> <ul> <li>25ml</li> <li>50ml</li> <li>100ml</li> <li>150ml</li> <li>250ml</li> <li>500ml</li> <li>1000ml</li> </ul> <p>Findel Everyday Borosilicate glass has the following heat tolerances:</p> <ul> <li>Strain Point: -515&deg;C</li> <li>Annealing Point: 565&deg;C</li> <li>Softening Point: 820&deg;C.</li> </ul> | 5.75 | PK | FVRATE20 | 1
Glassware, Plastics & Ceramics | PP056519AC | FE Glass Beakers Squat Form 500ml P6 | <p>Our Findel Everyday glassware range offers the best value for your school without compromising on quality.&nbsp;</p> <p>Findel Everyday squat form beakers are a great economical range, offering excellent value and serving as a fantastic entry-level option.</p> <p>The beakers are made of 3.3 Borosilicate glass and features white graduation lines with a spout for easy pouring.</p> <p>The uniform walls provide excellent strength against breakage.</p> <p><strong>Features:</strong></p> <ul> <li>White enamel graduations.</li> <li>A uniform wall thickness ideal for heating.</li> <li>Reinforced rim to protect against accidental impact.</li> </ul> <p><strong>Available in the following sizes:</strong></p> <ul> <li>25ml</li> <li>50ml</li> <li>100ml</li> <li>150ml</li> <li>250ml</li> <li>500ml</li> <li>1000ml</li> </ul> <p>Findel Everyday Borosilicate glass has the following heat tolerances:</p> <ul> <li>Strain Point: -515&deg;C</li> <li>Annealing Point: 565&deg;C</li> <li>Softening Point: 820&deg;C.</li> </ul> | 6.45 | PK | FVRATE20 | 1
Glassware, Plastics & Ceramics | PP056519AD | FE Glass Beakers Squat Form 1000ml P4 | <p>Our Findel Everyday glassware range offers the best value for your school without compromising on quality.&nbsp;</p> <p>Findel Everyday squat form beakers are a great economical range, offering excellent value and serving as a fantastic entry-level option.</p> <p>The beakers are made of 3.3 Borosilicate glass and features white graduation lines with a spout for easy pouring.</p> <p>The uniform walls provide excellent strength against breakage.</p> <p><strong>Features:</strong></p> <ul> <li>White enamel graduations.</li> <li>A uniform wall thickness ideal for heating.</li> <li>Reinforced rim to protect against accidental impact.</li> </ul> <p><strong>Available in the following sizes:</strong></p> <ul> <li>25ml</li> <li>50ml</li> <li>100ml</li> <li>150ml</li> <li>250ml</li> <li>500ml</li> <li>1000ml</li> </ul> <p>Findel Everyday Borosilicate glass has the following heat tolerances:</p> <ul> <li>Strain Point: -515&deg;C</li> <li>Annealing Point: 565&deg;C</li> <li>Softening Point: 820&deg;C.</li> </ul> | 10.45 | PK | FVRATE20 | 1
Glassware, Plastics & Ceramics | PP056519AE | FE Glass Beakers Squat Form 25ml P12 | <p>Our Findel Everyday glassware range offers the best value for your school without compromising on quality.&nbsp;</p> <p>Findel Everyday squat form beakers are a great economical range, offering excellent value and serving as a fantastic entry-level option.</p> <p>The beakers are made of 3.3 Borosilicate glass and features white graduation lines with a spout for easy pouring.</p> <p>The uniform walls provide excellent strength against breakage.</p> <p><strong>Features:</strong></p> <ul> <li>White enamel graduations.</li> <li>A uniform wall thickness ideal for heating.</li> <li>Reinforced rim to protect against accidental impact.</li> </ul> <p><strong>Available in the following sizes:</strong></p> <ul> <li>25ml</li> <li>50ml</li> <li>100ml</li> <li>150ml</li> <li>250ml</li> <li>500ml</li> <li>1000ml</li> </ul> <p>Findel Everyday Borosilicate glass has the following heat tolerances:</p> <ul> <li>Strain Point: -515&deg;C</li> <li>Annealing Point: 565&deg;C</li> <li>Softening Point: 820&deg;C.</li> </ul> | 4.75 | PK | FVRATE20 | 1
Glassware, Plastics & Ceramics | PP056519AF | FE Glass Beakers Squat Form 150ml P12 | <p>Our Findel Everyday glassware range offers the best value for your school without compromising on quality.&nbsp;</p> <p>Findel Everyday squat form beakers are a great economical range, offering excellent value and serving as a fantastic entry-level option.</p> <p>The beakers are made of 3.3 Borosilicate glass and features white graduation lines with a spout for easy pouring.</p> <p>The uniform walls provide excellent strength against breakage.</p> <p><strong>Features:</strong></p> <ul> <li>White enamel graduations.</li> <li>A uniform wall thickness ideal for heating.</li> <li>Reinforced rim to protect against accidental impact.</li> </ul> <p><strong>Available in the following sizes:</strong></p> <ul> <li>25ml</li> <li>50ml</li> <li>100ml</li> <li>150ml</li> <li>250ml</li> <li>500ml</li> <li>1000ml</li> </ul> <p>Findel Everyday Borosilicate glass has the following heat tolerances:</p> <ul> <li>Strain Point: -515&deg;C</li> <li>Annealing Point: 565&deg;C</li> <li>Softening Point: 820&deg;C.</li> </ul> | 7.15 | PK | FVRATE20 | 1
Glassware, Plastics & Ceramics | PP056519AG | FE Glass Beakers Squat Form 250ml P12 | <p>Our Findel Everyday glassware range offers the best value for your school without compromising on quality.&nbsp;</p> <p>Findel Everyday squat form beakers are a great economical range, offering excellent value and serving as a fantastic entry-level option.</p> <p>The beakers are made of 3.3 Borosilicate glass and features white graduation lines with a spout for easy pouring.</p> <p>The uniform walls provide excellent strength against breakage.</p> <p><strong>Features:</strong></p> <ul> <li>White enamel graduations.</li> <li>A uniform wall thickness ideal for heating.</li> <li>Reinforced rim to protect against accidental impact.</li> </ul> <p><strong>Available in the following sizes:</strong></p> <ul> <li>25ml</li> <li>50ml</li> <li>100ml</li> <li>150ml</li> <li>250ml</li> <li>500ml</li> <li>1000ml</li> </ul> <p>Findel Everyday Borosilicate glass has the following heat tolerances:</p> <ul> <li>Strain Point: -515&deg;C</li> <li>Annealing Point: 565&deg;C</li> <li>Softening Point: 820&deg;C.</li> </ul> | 6.95 | PK | FVRATE20 | 1
Glassware, Plastics & Ceramics | PP056523AA | FE Glass Measuring Cylinder 100ml P10 | <p>Our Findel Everyday glassware range offers the best value for your school without compromising on quality.&nbsp;</p> <p>Findel Everyday Glass Measuring Cylinders are made of high-quality 3.3 Borosilicate glass. They have a spout for easy pouring, and round base for extra stability.</p> <p><strong>Features:</strong></p> <ul> <li>Class B tolerance, &plusmn;0.20ml as per DIN EN ISO 4788 standard.</li> <li>White printed graduations lines.</li> <li>Autoclavable, with superior chemical durability.</li> <li>Low temperature gradient - can withstand high temperatures &amp; thermal shocks.</li> </ul> <p><strong>Available in the following sizes:</strong></p> <ul> <li>10ml</li> <li>25ml</li> <li>50ml</li> <li>100ml</li> <li>250ml</li> <li>500ml</li> <li>1000ml</li> </ul> <p>Findel Everyday Borosilicate glass has the following heat tolerances:</p> <ul> <li>Strain Point: -515&deg;C</li> <li>Annealing Point: 565&deg;C</li> <li>Softening Point: 820&deg;</li> </ul> | 22.45 | PK | FVRATE20 | 1
Glassware, Plastics & Ceramics | PP056523AB | FE Glass Measuring Cylinder 50ml P10 | <p>Our Findel Everyday glassware range offers the best value for your school without compromising on quality.&nbsp;</p> <p>Findel Everyday Glass Measuring Cylinders are made of high-quality 3.3 Borosilicate glass. They have a spout for easy pouring, and round base for extra stability.</p> <p><strong>Features:</strong></p> <ul> <li>Class B tolerance, &plusmn;0.20ml as per DIN EN ISO 4788 standard.</li> <li>White printed graduations lines.</li> <li>Autoclavable, with superior chemical durability.</li> <li>Low temperature gradient - can withstand high temperatures &amp; thermal shocks.</li> </ul> <p><strong>Available in the following sizes:</strong></p> <ul> <li>10ml</li> <li>25ml</li> <li>50ml</li> <li>100ml</li> <li>250ml</li> <li>500ml</li> <li>1000ml</li> </ul> <p>Findel Everyday Borosilicate glass has the following heat tolerances:</p> <ul> <li>Strain Point: -515&deg;C</li> <li>Annealing Point: 565&deg;C</li> <li>Softening Point: 820&deg;</li> </ul> | 15.85 | PK | FVRATE20 | 1
Glassware, Plastics & Ceramics | PP056523AC | FE Glass Measuring Cylinder 10ml P10 | <p>Our Findel Everyday glassware range offers the best value for your school without compromising on quality.&nbsp;</p> <p>Findel Everyday Glass Measuring Cylinders are made of high-quality 3.3 Borosilicate glass. They have a spout for easy pouring, and round base for extra stability.</p> <p><strong>Features:</strong></p> <ul> <li>Class B tolerance, &plusmn;0.20ml as per DIN EN ISO 4788 standard.</li> <li>White printed graduations lines.</li> <li>Autoclavable, with superior chemical durability.</li> <li>Low temperature gradient - can withstand high temperatures &amp; thermal shocks.</li> </ul> <p><strong>Available in the following sizes:</strong></p> <ul> <li>10ml</li> <li>25ml</li> <li>50ml</li> <li>100ml</li> <li>250ml</li> <li>500ml</li> <li>1000ml</li> </ul> <p>Findel Everyday Borosilicate glass has the following heat tolerances:</p> <ul> <li>Strain Point: -515&deg;C</li> <li>Annealing Point: 565&deg;C</li> <li>Softening Point: 820&deg;</li> </ul> | 11.45 | PK | FVRATE20 | 1
Glassware, Plastics & Ceramics | PP056523AD | FE Glass Measuring Cylinder 500ml P2 | <p>Our Findel Everyday glassware range offers the best value for your school without compromising on quality.&nbsp;</p> <p>Findel Everyday Glass Measuring Cylinders are made of high-quality 3.3 Borosilicate glass. They have a spout for easy pouring, and round base for extra stability.</p> <p><strong>Features:</strong></p> <ul> <li>Class B tolerance, &plusmn;0.20ml as per DIN EN ISO 4788 standard.</li> <li>White printed graduations lines.</li> <li>Autoclavable, with superior chemical durability.</li> <li>Low temperature gradient - can withstand high temperatures &amp; thermal shocks.</li> </ul> <p><strong>Available in the following sizes:</strong></p> <ul> <li>10ml</li> <li>25ml</li> <li>50ml</li> <li>100ml</li> <li>250ml</li> <li>500ml</li> <li>1000ml</li> </ul> <p>Findel Everyday Borosilicate glass has the following heat tolerances:</p> <ul> <li>Strain Point: -515&deg;C</li> <li>Annealing Point: 565&deg;C</li> <li>Softening Point: 820&deg;</li> </ul> | 10.95 | PK | FVRATE20 | 1
Glassware, Plastics & Ceramics | PP056523AE | FE Glass Measuring Cylinder 1000ml | <p>Our Findel Everyday glassware range offers the best value for your school without compromising on quality.&nbsp;</p> <p>Findel Everyday Glass Measuring Cylinders are made of high-quality 3.3 Borosilicate glass. They have a spout for easy pouring, and round base for extra stability.</p> <p><strong>Features:</strong></p> <ul> <li>Class B tolerance, &plusmn;0.20ml as per DIN EN ISO 4788 standard.</li> <li>White printed graduations lines.</li> <li>Autoclavable, with superior chemical durability.</li> <li>Low temperature gradient - can withstand high temperatures &amp; thermal shocks.</li> </ul> <p><strong>Available in the following sizes:</strong></p> <ul> <li>10ml</li> <li>25ml</li> <li>50ml</li> <li>100ml</li> <li>250ml</li> <li>500ml</li> <li>1000ml</li> </ul> <p>Findel Everyday Borosilicate glass has the following heat tolerances:</p> <ul> <li>Strain Point: -515&deg;C</li> <li>Annealing Point: 565&deg;C</li> <li>Softening Point: 820&deg;</li> </ul> | 8.45 | EA | FVRATE20 | 1
Glassware, Plastics & Ceramics | PP056523AF | FE Glass Measuring Cylinder 25ml P10 | <p>Our Findel Everyday glassware range offers the best value for your school without compromising on quality.&nbsp;</p> <p>Findel Everyday Glass Measuring Cylinders are made of high-quality 3.3 Borosilicate glass. They have a spout for easy pouring, and round base for extra stability.</p> <p><strong>Features:</strong></p> <ul> <li>Class B tolerance, &plusmn;0.20ml as per DIN EN ISO 4788 standard.</li> <li>White printed graduations lines.</li> <li>Autoclavable, with superior chemical durability.</li> <li>Low temperature gradient - can withstand high temperatures &amp; thermal shocks.</li> </ul> <p><strong>Available in the following sizes:</strong></p> <ul> <li>10ml</li> <li>25ml</li> <li>50ml</li> <li>100ml</li> <li>250ml</li> <li>500ml</li> <li>1000ml</li> </ul> <p>Findel Everyday Borosilicate glass has the following heat tolerances:</p> <ul> <li>Strain Point: -515&deg;C</li> <li>Annealing Point: 565&deg;C</li> <li>Softening Point: 820&deg;</li> </ul> | 14.45 | PK | FVRATE20 | 1
Glassware, Plastics & Ceramics | PP056523AG | FE Glass Measuring Cylinder 250ml P4 | <p>Our Findel Everyday glassware range offers the best value for your school without compromising on quality.&nbsp;</p> <p>Findel Everyday Glass Measuring Cylinders are made of high-quality 3.3 Borosilicate glass. They have a spout for easy pouring, and round base for extra stability.</p> <p><strong>Features:</strong></p> <ul> <li>Class B tolerance, &plusmn;0.20ml as per DIN EN ISO 4788 standard.</li> <li>White printed graduations lines.</li> <li>Autoclavable, with superior chemical durability.</li> <li>Low temperature gradient - can withstand high temperatures &amp; thermal shocks.</li> </ul> <p><strong>Available in the following sizes:</strong></p> <ul> <li>10ml</li> <li>25ml</li> <li>50ml</li> <li>100ml</li> <li>250ml</li> <li>500ml</li> <li>1000ml</li> </ul> <p>Findel Everyday Borosilicate glass has the following heat tolerances:</p> <ul> <li>Strain Point: -515&deg;C</li> <li>Annealing Point: 565&deg;C</li> <li>Softening Point: 820&deg;</li> </ul> | 13.95 | PK | FVRATE20 | 1
Glassware, Plastics & Ceramics | PP056526AA | PH Pipette Volumetric Bulb 2ml P5 | <p>Our own Philip Harris branded range of glassware offers the quality of other leading brands at an economical price.&nbsp;&nbsp;</p> <p>Our Philip Harris Class A Bulb-Form Pipettes are made from borosilicate glass and have a colour coded graduation for one mark accuracy.</p> <p>The volume is also displayed in colour.</p> <ul> <li>Requires a pipette filler (not included).</li> </ul> <p><strong>Available in the following sizes:</strong></p> <ul> <li>2ml</li> <li>5ml</li> <li>10ml</li> <li>25ml</li> </ul> | 7.19 | PK | FVRATE20 | 1
Glassware, Plastics & Ceramics | PP056526AB | PH Pipette Volumetric Bulb 10ml P5 | <p>Our own Philip Harris branded range of glassware offers the quality of other leading brands at an economical price.&nbsp;&nbsp;</p> <p>Our Philip Harris Class A Bulb-Form Pipettes are made from borosilicate glass and have a colour coded graduation for one mark accuracy.</p> <p>The volume is also displayed in colour.</p> <ul> <li>Requires a pipette filler (not included).</li> </ul> <p><strong>Available in the following sizes:</strong></p> <ul> <li>2ml</li> <li>5ml</li> <li>10ml</li> <li>25ml</li> </ul> | 7.19 | PK | FVRATE20 | 1
Glassware, Plastics & Ceramics | PP056526AC | PH Pipette Volumetric Bulb 25ml P5 | <p>Our own Philip Harris branded range of glassware offers the quality of other leading brands at an economical price.&nbsp;&nbsp;</p> <p>Our Philip Harris Class A Bulb-Form Pipettes are made from borosilicate glass and have a colour coded graduation for one mark accuracy.</p> <p>The volume is also displayed in colour.</p> <ul> <li>Requires a pipette filler (not included).</li> </ul> <p><strong>Available in the following sizes:</strong></p> <ul> <li>2ml</li> <li>5ml</li> <li>10ml</li> <li>25ml</li> </ul> | 7.19 | PK | FVRATE20 | 1
Glassware, Plastics & Ceramics | PP056526AD | PH Pipette Volumetric Bulb 5ml P5 | <p>Our own Philip Harris branded range of glassware offers the quality of other leading brands at an economical price.&nbsp;&nbsp;</p> <p>Our Philip Harris Class A Bulb-Form Pipettes are made from borosilicate glass and have a colour coded graduation for one mark accuracy.</p> <p>The volume is also displayed in colour.</p> <ul> <li>Requires a pipette filler (not included).</li> </ul> <p><strong>Available in the following sizes:</strong></p> <ul> <li>2ml</li> <li>5ml</li> <li>10ml</li> <li>25ml</li> </ul> | 7.19 | PK | FVRATE20 | 1
Glassware, Plastics & Ceramics | PP056527AA | FE Test Tube With Rim 24x150mm P50 | <p>Our Findel Everyday glassware range offers the best value for your school without compromising on quality.&nbsp;</p> <p>Findel Everyday test tubes are a great economical range, offering excellent value and serving as a fantastic entry-level option.</p> <p>The Findel Everyday Test Tubes are manufactured from 3.3 Borosilicate glass tubing with a light weight wall.</p> <p>The uniform walls provide excellent strength against breakage.</p> <p>Designed for maximum heat transfer and chemical resistance.</p> <p><strong>Available in the following sizes:</strong></p> <ul> <li>12mm x 75mm (Pack of 100)</li> <li>16mm x 125mm (Pack of 100)</li> <li>24mm x 150mm (Pack of 50)</li> </ul> | 19.95 | PK | FVRATE20 | 1
Glassware, Plastics & Ceramics | PP056527AB | FE Test Tube With Rim 12x75mm P100 | <p>Our Findel Everyday glassware range offers the best value for your school without compromising on quality.&nbsp;</p> <p>Findel Everyday test tubes are a great economical range, offering excellent value and serving as a fantastic entry-level option.</p> <p>The Findel Everyday Test Tubes are manufactured from 3.3 Borosilicate glass tubing with a light weight wall.</p> <p>The uniform walls provide excellent strength against breakage.</p> <p>Designed for maximum heat transfer and chemical resistance.</p> <p><strong>Available in the following sizes:</strong></p> <ul> <li>12mm x 75mm (Pack of 100)</li> <li>16mm x 125mm (Pack of 100)</li> <li>24mm x 150mm (Pack of 50)</li> </ul> | 13.95 | PK | FVRATE20 | 1
Glassware, Plastics & Ceramics | PP056527AC | FE Test Tube With Rim 16x125mm P100 | <p>Our Findel Everyday glassware range offers the best value for your school without compromising on quality.&nbsp;</p> <p>Findel Everyday test tubes are a great economical range, offering excellent value and serving as a fantastic entry-level option.</p> <p>The Findel Everyday Test Tubes are manufactured from 3.3 Borosilicate glass tubing with a light weight wall.</p> <p>The uniform walls provide excellent strength against breakage.</p> <p>Designed for maximum heat transfer and chemical resistance.</p> <p><strong>Available in the following sizes:</strong></p> <ul> <li>12mm x 75mm (Pack of 100)</li> <li>16mm x 125mm (Pack of 100)</li> <li>24mm x 150mm (Pack of 50)</li> </ul> | 18.95 | PK | FVRATE20 | 1
Glassware, Plastics & Ceramics | PP056530AA | FE Test Tube Rimless 24x150mm P50 | <p>Our Findel Everyday glassware range offers the best value for your school without compromising on quality.&nbsp;</p> <p>Findel Everyday test tubes are a great economical range, offering excellent value and serving as a fantastic entry-level option.</p> <p>The Findel Everyday Test Tubes are manufactured from 3.3 Borosilicate glass tubing with a light weight wall.</p> <p>The uniform walls provide excellent strength against breakage.</p> <p>Designed for maximum heat transfer and chemical resistance.</p> <p><strong>Available in the following sizes:</strong></p> <ul> <li>12mm x 75mm (Pack of 100)</li> <li>16mm x 125mm (Pack of 100)</li> <li>24mm x 150mm (Pack of 50)</li> </ul> | 19.95 | PK | FVRATE20 | 1
Glassware, Plastics & Ceramics | PP056530AB | FE Test Tube Rimless 12x75mm P100 | <p>Our Findel Everyday glassware range offers the best value for your school without compromising on quality.&nbsp;</p> <p>Findel Everyday test tubes are a great economical range, offering excellent value and serving as a fantastic entry-level option.</p> <p>The Findel Everyday Test Tubes are manufactured from 3.3 Borosilicate glass tubing with a light weight wall.</p> <p>The uniform walls provide excellent strength against breakage.</p> <p>Designed for maximum heat transfer and chemical resistance.</p> <p><strong>Available in the following sizes:</strong></p> <ul> <li>12mm x 75mm (Pack of 100)</li> <li>16mm x 125mm (Pack of 100)</li> <li>24mm x 150mm (Pack of 50)</li> </ul> | 15.95 | PK | FVRATE20 | 1
Glassware, Plastics & Ceramics | PP056530AC | FE Test Tube Rimless 16x125mm P100 | <p>Our Findel Everyday glassware range offers the best value for your school without compromising on quality.&nbsp;</p> <p>Findel Everyday test tubes are a great economical range, offering excellent value and serving as a fantastic entry-level option.</p> <p>The Findel Everyday Test Tubes are manufactured from 3.3 Borosilicate glass tubing with a light weight wall.</p> <p>The uniform walls provide excellent strength against breakage.</p> <p>Designed for maximum heat transfer and chemical resistance.</p> <p><strong>Available in the following sizes:</strong></p> <ul> <li>12mm x 75mm (Pack of 100)</li> <li>16mm x 125mm (Pack of 100)</li> <li>24mm x 150mm (Pack of 50)</li> </ul> | 18.95 | PK | FVRATE20 | 1
Glassware, Plastics & Ceramics | PP056531AA | PH Glass Measuring Cylinder 100ml P10 | <p>Our own brand Philip Harris glass measuring cylinders offer high quality at a value price.</p> <p>They are made of high quality, heavy duty 3.3 Borosilicate glass.</p> <p>Spout for easy pouring, and hexagonal base for extra stability.</p> <p>An economically priced alternative to other leading brands without compromising on quality.</p> <p><strong>Available in the following sizes:</strong></p> <ul> <li>10ml</li> <li>25ml</li> <li>50ml</li> <li>100ml</li> <li>250ml</li> <li>500ml</li> <li>1000ml</li> </ul> | 31.65 | PK | FVRATE20 | 1
Glassware, Plastics & Ceramics | PP056531AB | PH Glass Measuring Cylinder 50ml P10 | <p>Our own brand Philip Harris glass measuring cylinders offer high quality at a value price.</p> <p>They are made of high quality, heavy duty 3.3 Borosilicate glass.</p> <p>Spout for easy pouring, and hexagonal base for extra stability.</p> <p>An economically priced alternative to other leading brands without compromising on quality.</p> <p><strong>Available in the following sizes:</strong></p> <ul> <li>10ml</li> <li>25ml</li> <li>50ml</li> <li>100ml</li> <li>250ml</li> <li>500ml</li> <li>1000ml</li> </ul> | 27.49 | PK | FVRATE20 | 1
Glassware, Plastics & Ceramics | PP056531AC | PH Glass Measuring Cylinder 10ml P10 | <p>Our own brand Philip Harris glass measuring cylinders offer high quality at a value price.</p> <p>They are made of high quality, heavy duty 3.3 Borosilicate glass.</p> <p>Spout for easy pouring, and hexagonal base for extra stability.</p> <p>An economically priced alternative to other leading brands without compromising on quality.</p> <p><strong>Available in the following sizes:</strong></p> <ul> <li>10ml</li> <li>25ml</li> <li>50ml</li> <li>100ml</li> <li>250ml</li> <li>500ml</li> <li>1000ml</li> </ul> | 20.65 | PK | FVRATE20 | 1
Glassware, Plastics & Ceramics | PP056531AD | PH Glass Measuring Cylinder 500ml P2 | <p>Our own brand Philip Harris glass measuring cylinders offer high quality at a value price.</p> <p>They are made of high quality, heavy duty 3.3 Borosilicate glass.</p> <p>Spout for easy pouring, and hexagonal base for extra stability.</p> <p>An economically priced alternative to other leading brands without compromising on quality.</p> <p><strong>Available in the following sizes:</strong></p> <ul> <li>10ml</li> <li>25ml</li> <li>50ml</li> <li>100ml</li> <li>250ml</li> <li>500ml</li> <li>1000ml</li> </ul> | 15.49 | PK | FVRATE20 | 1
Glassware, Plastics & Ceramics | PP056531AE | PH Glass Measuring Cylinder 1000ml | <p>Our own brand Philip Harris glass measuring cylinders offer high quality at a value price.</p> <p>They are made of high quality, heavy duty 3.3 Borosilicate glass.</p> <p>Spout for easy pouring, and hexagonal base for extra stability.</p> <p>An economically priced alternative to other leading brands without compromising on quality.</p> <p><strong>Available in the following sizes:</strong></p> <ul> <li>10ml</li> <li>25ml</li> <li>50ml</li> <li>100ml</li> <li>250ml</li> <li>500ml</li> <li>1000ml</li> </ul> | 15.49 | EA | FVRATE20 | 1
Glassware, Plastics & Ceramics | PP056531AF | PH Glass Measuring Cylinder 25ml P10 | <p>Our own brand Philip Harris glass measuring cylinders offer high quality at a value price.</p> <p>They are made of high quality, heavy duty 3.3 Borosilicate glass.</p> <p>Spout for easy pouring, and hexagonal base for extra stability.</p> <p>An economically priced alternative to other leading brands without compromising on quality.</p> <p><strong>Available in the following sizes:</strong></p> <ul> <li>10ml</li> <li>25ml</li> <li>50ml</li> <li>100ml</li> <li>250ml</li> <li>500ml</li> <li>1000ml</li> </ul> | 24.85 | PK | FVRATE20 | 1
Glassware, Plastics & Ceramics | PP056531AG | PH Glass Measuring Cylinder 250ml P4 | <p>Our own brand Philip Harris glass measuring cylinders offer high quality at a value price.</p> <p>They are made of high quality, heavy duty 3.3 Borosilicate glass.</p> <p>Spout for easy pouring, and hexagonal base for extra stability.</p> <p>An economically priced alternative to other leading brands without compromising on quality.</p> <p><strong>Available in the following sizes:</strong></p> <ul> <li>10ml</li> <li>25ml</li> <li>50ml</li> <li>100ml</li> <li>250ml</li> <li>500ml</li> <li>1000ml</li> </ul> | 22.85 | PK | FVRATE20 | 1
Primary Science | PP056921 | GroBox Sunflower | <p>Plant sunflower seeds directly into the soil after the last frost date in your region. Sow the seeds about 1 to 2 inches deep and space them according to the specific variety's recommendations&mdash;typically around 6 to 24 inches apart depending on the sunflower type.</p> <p>Sunflowers thrive in full sun, so select a spot with at least 6 to 8 hours of direct sunlight per day. Ensure the soil is well-draining, loamy, and enriched with organic matter.</p> <p>Sunflowers typically bloom in mid to late summer. Once the flower heads mature and the back of the flower turns yellow, the seeds are ready for harvest. You can cut the flower head and hang it upside down to dry. Extract the seeds by rubbing or brushing them off the head.</p> | 3.99 | EA | FVRATE20 | 1
Primary Science | PP056922 | Gro Box Cress by Hope Education | <p>Growing cress from seeds is a quick and easy way to add a burst of fresh, peppery flavor to salads, sandwiches, and other dishes. Cress is well-suited for indoor or outdoor cultivation and requires minimal space and effort.</p> <p>To begin, choose a shallow container with good drainage, such as a seed tray or a small pot. Fill it with a light and well-draining potting mix. Moisten the soil evenly before sprinkling cress seeds over the surface. Press the seeds gently into the soil or cover them with a thin layer of additional soil.</p> <p>Place the container in a sunny location or provide artificial light if growing indoors. Cress seeds germinate rapidly, typically within 3 to 7 days. Keep the soil consistently moist during the germination and growing phases, but avoid waterlogging.</p> <p>As the cress seedlings emerge, ensure good air circulation to prevent damping off and other fungal issues. Once the cress reaches a height of 2 to 3 inches, it's ready for harvest. Use clean scissors to snip the cress just above the soil line.</p> | 3.99 | EA | FVRATE20 | 1
Primary Science | PP056923 | Gro Box Carrots by Hope Education | <p>Growing carrots from seeds is a rewarding and straightforward process that allows you to enjoy fresh, homegrown produce. To start, choose a well-draining soil with a pH between 6.0 and 7.0. Carrots thrive in loose, sandy soil that allows them to develop straight and unobstructed roots.</p> <p>Begin by sowing carrot seeds directly into the garden bed or container, ensuring a spacing of about 2 inches between seeds. Plant the seeds approximately 1/4 inch deep and cover them with a light layer of soil. Water the area gently to keep the soil consistently moist but not waterlogged.</p> <p>Carrot seeds typically germinate within 14 to 21 days, depending on soil temperature and conditions. Once the seedlings reach a height of 2 inches, thin them to provide adequate space for each carrot to develop. Aim for a final spacing of 2 to 4 inches between carrot plants.</p> | 3.99 | EA | FVRATE20 | 1
Primary Science | PP056928 | Gro Box Basil by Hope Education | <p>Growing basil from seeds is a rewarding and straightforward process that allows you to cultivate this aromatic herb at home. To start, fill the propagator with well-draining potting mix, ensuring it's moist but not waterlogged. Sprinkle basil seeds evenly on the surface, and lightly press them into the soil. Cover the tray with a plastic lid or wrap to create a humid environment.</p> <p>Place the tray in a warm location with plenty of sunlight, as basil thrives in full sun. Keep the soil consistently moist, but be cautious not to overwater, as basil prefers slightly drier conditions. Germination typically occurs within 5-10 days.</p> <p>Once the seedlings have developed their first set of true leaves, transplant them into larger pots or directly into the garden, spacing them about 6-12 inches apart. Basil prefers well-drained soil with a slightly acidic to neutral pH.</p> | 3.99 | EA | FVRATE20 | 1
Tables & Desks | PP057196AA | Craft Table Pk 120x60 Ailsa Blue H900 | <p>Great value craft table and stool packs that are ideal for arts rooms, D&amp;T areas, or science labs.</p> <p>The sturdy H-frame tables are constructed using 18 mm thick MDF with a high-pressure laminate finish for a durable and smooth, easy-to-clean surface which makes the table both stylish and functional in a learning environment. This is accompanied by charcoal, high impact Duraform PU edge and a fully welded steel square tube frame. This underframe also makes a good footrest for students, and assists in neatly keeping stools safe and out of the way underneath the desk.&nbsp;</p> <p>The WSM skid base stools are designed to maximise comfort and posture, with a curved waterfall front and foot rest. The skid base also ensures the stool will not tilt or tip. Each WSM stool is constructed from polypropylene - an easy-cleaning, hard-wearing material that can withstand frequent use and heavy weight.&nbsp;</p> <ul> <li>Each pack contains 15 craft tables and 30 stools</li> <li>Tables available in 3 colours; Ailsa, Beech or Light Grey</li> <li>Stools available in 2 colours; Blue or Charcoal</li> <li>Table dimensions 120 x 60cm, in either 85cm or 90cm heights</li> <li>5 year guarantee on tables</li> <li>BSEN 1729 compliant</li> </ul> | 4315 | EA | FVRATE20 | 1
Tables & Desks | PP057196AB | Craft Table Pk 120x60 Grey Charcoal H900 | <p>Great value craft table and stool packs that are ideal for arts rooms, D&amp;T areas, or science labs.</p> <p>The sturdy H-frame tables are constructed using 18 mm thick MDF with a high-pressure laminate finish for a durable and smooth, easy-to-clean surface which makes the table both stylish and functional in a learning environment. This is accompanied by charcoal, high impact Duraform PU edge and a fully welded steel square tube frame. This underframe also makes a good footrest for students, and assists in neatly keeping stools safe and out of the way underneath the desk.&nbsp;</p> <p>The WSM skid base stools are designed to maximise comfort and posture, with a curved waterfall front and foot rest. The skid base also ensures the stool will not tilt or tip. Each WSM stool is constructed from polypropylene - an easy-cleaning, hard-wearing material that can withstand frequent use and heavy weight.&nbsp;</p> <ul> <li>Each pack contains 15 craft tables and 30 stools</li> <li>Tables available in 3 colours; Ailsa, Beech or Light Grey</li> <li>Stools available in 2 colours; Blue or Charcoal</li> <li>Table dimensions 120 x 60cm, in either 85cm or 90cm heights</li> <li>5 year guarantee on tables</li> <li>BSEN 1729 compliant</li> </ul> | 4315 | EA | FVRATE20 | 1
Tables & Desks | PP057196AC | Craft Table Pk 120x60 Beech Blue H900 | <p>Great value craft table and stool packs that are ideal for arts rooms, D&amp;T areas, or science labs.</p> <p>The sturdy H-frame tables are constructed using 18 mm thick MDF with a high-pressure laminate finish for a durable and smooth, easy-to-clean surface which makes the table both stylish and functional in a learning environment. This is accompanied by charcoal, high impact Duraform PU edge and a fully welded steel square tube frame. This underframe also makes a good footrest for students, and assists in neatly keeping stools safe and out of the way underneath the desk.&nbsp;</p> <p>The WSM skid base stools are designed to maximise comfort and posture, with a curved waterfall front and foot rest. The skid base also ensures the stool will not tilt or tip. Each WSM stool is constructed from polypropylene - an easy-cleaning, hard-wearing material that can withstand frequent use and heavy weight.&nbsp;</p> <ul> <li>Each pack contains 15 craft tables and 30 stools</li> <li>Tables available in 3 colours; Ailsa, Beech or Light Grey</li> <li>Stools available in 2 colours; Blue or Charcoal</li> <li>Table dimensions 120 x 60cm, in either 85cm or 90cm heights</li> <li>5 year guarantee on tables</li> <li>BSEN 1729 compliant</li> </ul> | 4315 | EA | FVRATE20 | 1
Tables & Desks | PP057196AD | Craft Table Pk 120x60 Grey Blue H900 | <p>Great value craft table and stool packs that are ideal for arts rooms, D&amp;T areas, or science labs.</p> <p>The sturdy H-frame tables are constructed using 18 mm thick MDF with a high-pressure laminate finish for a durable and smooth, easy-to-clean surface which makes the table both stylish and functional in a learning environment. This is accompanied by charcoal, high impact Duraform PU edge and a fully welded steel square tube frame. This underframe also makes a good footrest for students, and assists in neatly keeping stools safe and out of the way underneath the desk.&nbsp;</p> <p>The WSM skid base stools are designed to maximise comfort and posture, with a curved waterfall front and foot rest. The skid base also ensures the stool will not tilt or tip. Each WSM stool is constructed from polypropylene - an easy-cleaning, hard-wearing material that can withstand frequent use and heavy weight.&nbsp;</p> <ul> <li>Each pack contains 15 craft tables and 30 stools</li> <li>Tables available in 3 colours; Ailsa, Beech or Light Grey</li> <li>Stools available in 2 colours; Blue or Charcoal</li> <li>Table dimensions 120 x 60cm, in either 85cm or 90cm heights</li> <li>5 year guarantee on tables</li> <li>BSEN 1729 compliant</li> </ul> | 4315 | EA | FVRATE20 | 1
Tables & Desks | PP057196AE | Craft Table Pk 120x60 Bch Charcoal H900 | <p>Great value craft table and stool packs that are ideal for arts rooms, D&amp;T areas, or science labs.</p> <p>The sturdy H-frame tables are constructed using 18 mm thick MDF with a high-pressure laminate finish for a durable and smooth, easy-to-clean surface which makes the table both stylish and functional in a learning environment. This is accompanied by charcoal, high impact Duraform PU edge and a fully welded steel square tube frame. This underframe also makes a good footrest for students, and assists in neatly keeping stools safe and out of the way underneath the desk.&nbsp;</p> <p>The WSM skid base stools are designed to maximise comfort and posture, with a curved waterfall front and foot rest. The skid base also ensures the stool will not tilt or tip. Each WSM stool is constructed from polypropylene - an easy-cleaning, hard-wearing material that can withstand frequent use and heavy weight.&nbsp;</p> <ul> <li>Each pack contains 15 craft tables and 30 stools</li> <li>Tables available in 3 colours; Ailsa, Beech or Light Grey</li> <li>Stools available in 2 colours; Blue or Charcoal</li> <li>Table dimensions 120 x 60cm, in either 85cm or 90cm heights</li> <li>5 year guarantee on tables</li> <li>BSEN 1729 compliant</li> </ul> | 4315 | EA | FVRATE20 | 1
Tables & Desks | PP057196AF | Craft Table Pk 120x60 Ailsa Charcl H900 | <p>Great value craft table and stool packs that are ideal for arts rooms, D&amp;T areas, or science labs.</p> <p>The sturdy H-frame tables are constructed using 18 mm thick MDF with a high-pressure laminate finish for a durable and smooth, easy-to-clean surface which makes the table both stylish and functional in a learning environment. This is accompanied by charcoal, high impact Duraform PU edge and a fully welded steel square tube frame. This underframe also makes a good footrest for students, and assists in neatly keeping stools safe and out of the way underneath the desk.&nbsp;</p> <p>The WSM skid base stools are designed to maximise comfort and posture, with a curved waterfall front and foot rest. The skid base also ensures the stool will not tilt or tip. Each WSM stool is constructed from polypropylene - an easy-cleaning, hard-wearing material that can withstand frequent use and heavy weight.&nbsp;</p> <ul> <li>Each pack contains 15 craft tables and 30 stools</li> <li>Tables available in 3 colours; Ailsa, Beech or Light Grey</li> <li>Stools available in 2 colours; Blue or Charcoal</li> <li>Table dimensions 120 x 60cm, in either 85cm or 90cm heights</li> <li>5 year guarantee on tables</li> <li>BSEN 1729 compliant</li> </ul> | 4315 | EA | FVRATE20 | 1
Tables & Desks | PP057196BA | Craft Table Pk 120x60 Ailsa Blue H850 | <p>Great value craft table and stool packs that are ideal for arts rooms, D&amp;T areas, or science labs.</p> <p>The sturdy H-frame tables are constructed using 18 mm thick MDF with a high-pressure laminate finish for a durable and smooth, easy-to-clean surface which makes the table both stylish and functional in a learning environment. This is accompanied by charcoal, high impact Duraform PU edge and a fully welded steel square tube frame. This underframe also makes a good footrest for students, and assists in neatly keeping stools safe and out of the way underneath the desk.&nbsp;</p> <p>The WSM skid base stools are designed to maximise comfort and posture, with a curved waterfall front and foot rest. The skid base also ensures the stool will not tilt or tip. Each WSM stool is constructed from polypropylene - an easy-cleaning, hard-wearing material that can withstand frequent use and heavy weight.&nbsp;</p> <ul> <li>Each pack contains 15 craft tables and 30 stools</li> <li>Tables available in 3 colours; Ailsa, Beech or Light Grey</li> <li>Stools available in 2 colours; Blue or Charcoal</li> <li>Table dimensions 120 x 60cm, in either 85cm or 90cm heights</li> <li>5 year guarantee on tables</li> <li>BSEN 1729 compliant</li> </ul> | 4315 | EA | FVRATE20 | 1
Tables & Desks | PP057196BB | Craft Table Pk 120x60 Grey Charcoal H850 | <p>Great value craft table and stool packs that are ideal for arts rooms, D&amp;T areas, or science labs.</p> <p>The sturdy H-frame tables are constructed using 18 mm thick MDF with a high-pressure laminate finish for a durable and smooth, easy-to-clean surface which makes the table both stylish and functional in a learning environment. This is accompanied by charcoal, high impact Duraform PU edge and a fully welded steel square tube frame. This underframe also makes a good footrest for students, and assists in neatly keeping stools safe and out of the way underneath the desk.&nbsp;</p> <p>The WSM skid base stools are designed to maximise comfort and posture, with a curved waterfall front and foot rest. The skid base also ensures the stool will not tilt or tip. Each WSM stool is constructed from polypropylene - an easy-cleaning, hard-wearing material that can withstand frequent use and heavy weight.&nbsp;</p> <ul> <li>Each pack contains 15 craft tables and 30 stools</li> <li>Tables available in 3 colours; Ailsa, Beech or Light Grey</li> <li>Stools available in 2 colours; Blue or Charcoal</li> <li>Table dimensions 120 x 60cm, in either 85cm or 90cm heights</li> <li>5 year guarantee on tables</li> <li>BSEN 1729 compliant</li> </ul> | 4315 | EA | FVRATE20 | 1
Tables & Desks | PP057196BC | Craft Table Pk 120x60 Beech Blue H850 | <p>Great value craft table and stool packs that are ideal for arts rooms, D&amp;T areas, or science labs.</p> <p>The sturdy H-frame tables are constructed using 18 mm thick MDF with a high-pressure laminate finish for a durable and smooth, easy-to-clean surface which makes the table both stylish and functional in a learning environment. This is accompanied by charcoal, high impact Duraform PU edge and a fully welded steel square tube frame. This underframe also makes a good footrest for students, and assists in neatly keeping stools safe and out of the way underneath the desk.&nbsp;</p> <p>The WSM skid base stools are designed to maximise comfort and posture, with a curved waterfall front and foot rest. The skid base also ensures the stool will not tilt or tip. Each WSM stool is constructed from polypropylene - an easy-cleaning, hard-wearing material that can withstand frequent use and heavy weight.&nbsp;</p> <ul> <li>Each pack contains 15 craft tables and 30 stools</li> <li>Tables available in 3 colours; Ailsa, Beech or Light Grey</li> <li>Stools available in 2 colours; Blue or Charcoal</li> <li>Table dimensions 120 x 60cm, in either 85cm or 90cm heights</li> <li>5 year guarantee on tables</li> <li>BSEN 1729 compliant</li> </ul> | 4315 | EA | FVRATE20 | 1
Tables & Desks | PP057196BD | Craft Table Pk 120x60 Grey Blue H850 | <p>Great value craft table and stool packs that are ideal for arts rooms, D&amp;T areas, or science labs.</p> <p>The sturdy H-frame tables are constructed using 18 mm thick MDF with a high-pressure laminate finish for a durable and smooth, easy-to-clean surface which makes the table both stylish and functional in a learning environment. This is accompanied by charcoal, high impact Duraform PU edge and a fully welded steel square tube frame. This underframe also makes a good footrest for students, and assists in neatly keeping stools safe and out of the way underneath the desk.&nbsp;</p> <p>The WSM skid base stools are designed to maximise comfort and posture, with a curved waterfall front and foot rest. The skid base also ensures the stool will not tilt or tip. Each WSM stool is constructed from polypropylene - an easy-cleaning, hard-wearing material that can withstand frequent use and heavy weight.&nbsp;</p> <ul> <li>Each pack contains 15 craft tables and 30 stools</li> <li>Tables available in 3 colours; Ailsa, Beech or Light Grey</li> <li>Stools available in 2 colours; Blue or Charcoal</li> <li>Table dimensions 120 x 60cm, in either 85cm or 90cm heights</li> <li>5 year guarantee on tables</li> <li>BSEN 1729 compliant</li> </ul> | 4315 | EA | FVRATE20 | 1
Tables & Desks | PP057196BE | Craft Table Pk 120x60 Bch Charcoal H850 | <p>Great value craft table and stool packs that are ideal for arts rooms, D&amp;T areas, or science labs.</p> <p>The sturdy H-frame tables are constructed using 18 mm thick MDF with a high-pressure laminate finish for a durable and smooth, easy-to-clean surface which makes the table both stylish and functional in a learning environment. This is accompanied by charcoal, high impact Duraform PU edge and a fully welded steel square tube frame. This underframe also makes a good footrest for students, and assists in neatly keeping stools safe and out of the way underneath the desk.&nbsp;</p> <p>The WSM skid base stools are designed to maximise comfort and posture, with a curved waterfall front and foot rest. The skid base also ensures the stool will not tilt or tip. Each WSM stool is constructed from polypropylene - an easy-cleaning, hard-wearing material that can withstand frequent use and heavy weight.&nbsp;</p> <ul> <li>Each pack contains 15 craft tables and 30 stools</li> <li>Tables available in 3 colours; Ailsa, Beech or Light Grey</li> <li>Stools available in 2 colours; Blue or Charcoal</li> <li>Table dimensions 120 x 60cm, in either 85cm or 90cm heights</li> <li>5 year guarantee on tables</li> <li>BSEN 1729 compliant</li> </ul> | 4315 | EA | FVRATE20 | 1
Tables & Desks | PP057196BF | Craft Table Pk 120x60 Ailsa Charcl H850 | <p>Great value craft table and stool packs that are ideal for arts rooms, D&amp;T areas, or science labs.</p> <p>The sturdy H-frame tables are constructed using 18 mm thick MDF with a high-pressure laminate finish for a durable and smooth, easy-to-clean surface which makes the table both stylish and functional in a learning environment. This is accompanied by charcoal, high impact Duraform PU edge and a fully welded steel square tube frame. This underframe also makes a good footrest for students, and assists in neatly keeping stools safe and out of the way underneath the desk.&nbsp;</p> <p>The WSM skid base stools are designed to maximise comfort and posture, with a curved waterfall front and foot rest. The skid base also ensures the stool will not tilt or tip. Each WSM stool is constructed from polypropylene - an easy-cleaning, hard-wearing material that can withstand frequent use and heavy weight.&nbsp;</p> <ul> <li>Each pack contains 15 craft tables and 30 stools</li> <li>Tables available in 3 colours; Ailsa, Beech or Light Grey</li> <li>Stools available in 2 colours; Blue or Charcoal</li> <li>Table dimensions 120 x 60cm, in either 85cm or 90cm heights</li> <li>5 year guarantee on tables</li> <li>BSEN 1729 compliant</li> </ul> | 4315 | EA | FVRATE20 | 1
Storage | PP057724AA | Dynamis 3 Shelv w 12 Deep Tray -Grey | <p>Dynamis offers flexible, cost-effective storage for any classroom. Compatible with iconic Gratnells trays, it provides high density storage on a small footprint with StopSafe runners for added safety.</p> <ul> <li>Now supplied with StopSafe runners for enhanced safety.</li> <li>Supplied with feet for stability and security.</li> <li>Completed with a choice of Gratnells trays</li> </ul> | 658.9 | EA | FVRATE20 | 1
Storage | PP057724AB | Dynamis 3 Shelv w 12 Deep Tray -Red | <p>Dynamis offers flexible, cost-effective storage for any classroom. Compatible with iconic Gratnells trays, it provides high density storage on a small footprint with StopSafe runners for added safety.</p> <ul> <li>Now supplied with StopSafe runners for enhanced safety.</li> <li>Supplied with feet for stability and security.</li> <li>Completed with a choice of Gratnells trays</li> </ul> | 658.9 | EA | FVRATE20 | 1
Storage | PP057724AC | Dynamis Treble Frame with 12 Tray- Blue | <p>Dynamis offers flexible, cost-effective storage for any classroom. Compatible with iconic Gratnells trays, it provides high density storage on a small footprint with StopSafe runners for added safety.</p> <ul> <li>Now supplied with StopSafe runners for enhanced safety.</li> <li>Supplied with feet for stability and security.</li> <li>Completed with a choice of Gratnells trays</li> </ul> | 658.9 | EA | FVRATE20 | 1
Storage | PP057724AD | Dynamis 3 Shelv w 12 Deep Tray -Clear | <p>Dynamis offers flexible, cost-effective storage for any classroom. Compatible with iconic Gratnells trays, it provides high density storage on a small footprint with StopSafe runners for added safety.</p> <ul> <li>Now supplied with StopSafe runners for enhanced safety.</li> <li>Supplied with feet for stability and security.</li> <li>Completed with a choice of Gratnells trays</li> </ul> | 658.9 | EA | FVRATE20 | 1
Storage | PP057727AA | Dynamis Single Trolley 6Shallw Tray Grey | <p>Dynamis offers flexible, cost-effective storage for any classroom. Compatible with iconic Gratnells trays, it provides high density storage on a small footprint with StopSafe runners for added safety.</p> <ul> <li>Now supplied with StopSafe runners for enhanced safety.</li> <li>Supplied with feet for stability and security.</li> <li>Completed with a choice of Gratnells trays</li> </ul> | 296.5 | EA | FVRATE20 | 1
Storage | PP057727AB | Dynamis Single Trolley 6Shallow Tray Red | <p>Dynamis offers flexible, cost-effective storage for any classroom. Compatible with iconic Gratnells trays, it provides high density storage on a small footprint with StopSafe runners for added safety.</p> <ul> <li>Now supplied with StopSafe runners for enhanced safety.</li> <li>Supplied with feet for stability and security.</li> <li>Completed with a choice of Gratnells trays</li> </ul> | 296.5 | EA | FVRATE20 | 1
Storage | PP057727AC | Dynamis Single Trolley 6ShallowTray Blue | <p>Dynamis offers flexible, cost-effective storage for any classroom. Compatible with iconic Gratnells trays, it provides high density storage on a small footprint with StopSafe runners for added safety.</p> <ul> <li>Now supplied with StopSafe runners for enhanced safety.</li> <li>Supplied with feet for stability and security.</li> <li>Completed with a choice of Gratnells trays</li> </ul> | 296.5 | EA | FVRATE20 | 1
Storage | PP057727AD | Dynamis SingleTrolley 6Shallw Tray Clear | <p>Dynamis offers flexible, cost-effective storage for any classroom. Compatible with iconic Gratnells trays, it provides high density storage on a small footprint with StopSafe runners for added safety.</p> <ul> <li>Now supplied with StopSafe runners for enhanced safety.</li> <li>Supplied with feet for stability and security.</li> <li>Completed with a choice of Gratnells trays</li> </ul> | 296.5 | EA | FVRATE20 | 1
Storage | PP057728AA | Dynamis Dble Trolley 12Shallow Tray Grey | <p>Dynamis offers flexible, cost-effective storage for any classroom. Compatible with iconic Gratnells trays, it provides high density storage on a small footprint with StopSafe runners for added safety.</p> <ul> <li>Now supplied with StopSafe runners for enhanced safety</li> <li>Supplied with feet and castors for flexibility</li> <li>Completed with a choice of Gratnells trays</li> </ul> | 325 | EA | FVRATE20 | 1
Storage | PP057728AB | Dynamis Double Trolley 12Shallw Tray Red | <p>Dynamis offers flexible, cost-effective storage for any classroom. Compatible with iconic Gratnells trays, it provides high density storage on a small footprint with StopSafe runners for added safety.</p> <ul> <li>Now supplied with StopSafe runners for enhanced safety</li> <li>Supplied with feet and castors for flexibility</li> <li>Completed with a choice of Gratnells trays</li> </ul> | 325 | EA | FVRATE20 | 1
Storage | PP057728AC | Dynamis Dble Silver Trolley 12 Tray Blue | <p>Dynamis offers flexible, cost-effective storage for any classroom. Compatible with iconic Gratnells trays, it provides high density storage on a small footprint with StopSafe runners for added safety.</p> <ul> <li>Now supplied with StopSafe runners for enhanced safety</li> <li>Supplied with feet and castors for flexibility</li> <li>Completed with a choice of Gratnells trays</li> </ul> | 325 | EA | FVRATE20 | 1
Storage | PP057728AD | Dynamis Dbl Trolley 12Shallw Tray Clear | <p>Dynamis offers flexible, cost-effective storage for any classroom. Compatible with iconic Gratnells trays, it provides high density storage on a small footprint with StopSafe runners for added safety.</p> <ul> <li>Now supplied with StopSafe runners for enhanced safety</li> <li>Supplied with feet and castors for flexibility</li> <li>Completed with a choice of Gratnells trays</li> </ul> | 325 | EA | FVRATE20 | 1
Storage | PP057729AA | Dynamis Treble Trolley 18 Tray Blue | <p>Dynamis offers flexible, cost-effective storage for any classroom. Compatible with iconic Gratnells trays, it provides high density storage on a small footprint with StopSafe runners for added safety.</p> <ul> <li>Now supplied with StopSafe runners for enhanced safety</li> <li>Supplied with feet and castors for flexibility</li> <li>Completed with a choice of Gratnells trays</li> </ul> | 438.9 | EA | FVRATE20 | 1
Storage | PP057729AB | Dynamis Treble Trolley 18 Tray Grey | <p>Dynamis offers flexible, cost-effective storage for any classroom. Compatible with iconic Gratnells trays, it provides high density storage on a small footprint with StopSafe runners for added safety.</p> <ul> <li>Now supplied with StopSafe runners for enhanced safety</li> <li>Supplied with feet and castors for flexibility</li> <li>Completed with a choice of Gratnells trays</li> </ul> | 438.9 | EA | FVRATE20 | 1
Storage | PP057729AC | Dynamis Treble Trolley 18Shallw Tray Red | <p>Dynamis offers flexible, cost-effective storage for any classroom. Compatible with iconic Gratnells trays, it provides high density storage on a small footprint with StopSafe runners for added safety.</p> <ul> <li>Now supplied with StopSafe runners for enhanced safety</li> <li>Supplied with feet and castors for flexibility</li> <li>Completed with a choice of Gratnells trays</li> </ul> | 438.9 | EA | FVRATE20 | 1
Storage | PP057729AD | Dynamis Treble Trolley 18 Tray Clear | <p>Dynamis offers flexible, cost-effective storage for any classroom. Compatible with iconic Gratnells trays, it provides high density storage on a small footprint with StopSafe runners for added safety.</p> <ul> <li>Now supplied with StopSafe runners for enhanced safety</li> <li>Supplied with feet and castors for flexibility</li> <li>Completed with a choice of Gratnells trays</li> </ul> | 438.9 | EA | FVRATE20 | 1
Storage | PP057744AA | Dynamis Treble Frame 3Shelves w 24 Tray | <p>Dynamis offers flexible, cost-effective storage for any classroom. Compatible with iconic Gratnells trays, it provides high density storage on a small footprint with StopSafe runners for added safety.</p> <ul> <li>Now supplied with StopSafe runners for enhanced safety</li> <li>Supplied with feet for stability and security</li> <li>Completed with a choice of Gratnells trays</li> </ul> | 665.5 | EA | FVRATE20 | 1
Storage | PP057744AB | Dynamis Treble Frame 3Shelves w 24 Tray | <p>Dynamis offers flexible, cost-effective storage for any classroom. Compatible with iconic Gratnells trays, it provides high density storage on a small footprint with StopSafe runners for added safety.</p> <ul> <li>Now supplied with StopSafe runners for enhanced safety</li> <li>Supplied with feet for stability and security</li> <li>Completed with a choice of Gratnells trays</li> </ul> | 665.5 | EA | FVRATE20 | 1
Storage | PP057744AC | Dynamis Treble Frame 3Shelves w 24 Tray | <p>Dynamis offers flexible, cost-effective storage for any classroom. Compatible with iconic Gratnells trays, it provides high density storage on a small footprint with StopSafe runners for added safety.</p> <ul> <li>Now supplied with StopSafe runners for enhanced safety</li> <li>Supplied with feet for stability and security</li> <li>Completed with a choice of Gratnells trays</li> </ul> | 665.5 | EA | FVRATE20 | 1
Storage | PP057744AD | Dynamis Treble Frame 3Shelves w 24 Tray | <p>Dynamis offers flexible, cost-effective storage for any classroom. Compatible with iconic Gratnells trays, it provides high density storage on a small footprint with StopSafe runners for added safety.</p> <ul> <li>Now supplied with StopSafe runners for enhanced safety</li> <li>Supplied with feet for stability and security</li> <li>Completed with a choice of Gratnells trays</li> </ul> | 665.5 | EA | FVRATE20 | 1
Glassware, Plastics & Ceramics | PP058049AA | FE Measuring Cylinder Poly 500ml P2 | <p>Our Findel Everyday plastic range offers the best value for your school without compromising on quality.</p> <p><strong>Available in the following sizes:</strong></p> <ul> <li>10ml</li> <li>25ml</li> <li>50ml</li> <li>100ml</li> <li>250ml</li> <li>500ml</li> <li>1000ml</li> </ul> | 2.45 | PK | FVRATE20 | 1
Glassware, Plastics & Ceramics | PP058049AB | FE Measuring Cylinder Poly 25ml P10 | <p>Our Findel Everyday plastic range offers the best value for your school without compromising on quality.</p> <p><strong>Available in the following sizes:</strong></p> <ul> <li>10ml</li> <li>25ml</li> <li>50ml</li> <li>100ml</li> <li>250ml</li> <li>500ml</li> <li>1000ml</li> </ul> | 2.55 | PK | FVRATE20 | 1
Glassware, Plastics & Ceramics | PP058049AC | FE Measuring Cylinder Poly 100ml P10 | <p>Our Findel Everyday plastic range offers the best value for your school without compromising on quality.</p> <p><strong>Available in the following sizes:</strong></p> <ul> <li>10ml</li> <li>25ml</li> <li>50ml</li> <li>100ml</li> <li>250ml</li> <li>500ml</li> <li>1000ml</li> </ul> | 5.45 | PK | FVRATE20 | 1
Glassware, Plastics & Ceramics | PP058049AD | FE Measuring Cylinder Poly 50ml P10 | <p>Our Findel Everyday plastic range offers the best value for your school without compromising on quality.</p> <p><strong>Available in the following sizes:</strong></p> <ul> <li>10ml</li> <li>25ml</li> <li>50ml</li> <li>100ml</li> <li>250ml</li> <li>500ml</li> <li>1000ml</li> </ul> | 3.85 | PK | FVRATE20 | 1
Glassware, Plastics & Ceramics | PP058049AE | FE Measuring Cylinder Poly 10ml P10 | <p>Our Findel Everyday plastic range offers the best value for your school without compromising on quality.</p> <p><strong>Available in the following sizes:</strong></p> <ul> <li>10ml</li> <li>25ml</li> <li>50ml</li> <li>100ml</li> <li>250ml</li> <li>500ml</li> <li>1000ml</li> </ul> | 2.29 | PK | FVRATE20 | 1
Glassware, Plastics & Ceramics | PP058049AF | FE Measuring Cylinder Poly 1000ml | <p>Our Findel Everyday plastic range offers the best value for your school without compromising on quality.</p> <p><strong>Available in the following sizes:</strong></p> <ul> <li>10ml</li> <li>25ml</li> <li>50ml</li> <li>100ml</li> <li>250ml</li> <li>500ml</li> <li>1000ml</li> </ul> | 2.05 | EA | FVRATE20 | 1
Glassware, Plastics & Ceramics | PP058049AG | FE Measuring Cylinder Poly 250ml P5 | <p>Our Findel Everyday plastic range offers the best value for your school without compromising on quality.</p> <p><strong>Available in the following sizes:</strong></p> <ul> <li>10ml</li> <li>25ml</li> <li>50ml</li> <li>100ml</li> <li>250ml</li> <li>500ml</li> <li>1000ml</li> </ul> | 4.95 | PK | FVRATE20 | 1
Glassware, Plastics & Ceramics | PP058051AA | FE Polypropylene Beaker 500ml P10 | <p>Our Findel Everyday plastic range offers the best value for your school without compromising on quality.</p> <p><strong>Available in the following sizes:</strong></p> <ul> <li>50ml</li> <li>100ml</li> <li>250ml</li> <li>500ml</li> <li>1000ml</li> </ul> | 4.95 | PK | FVRATE20 | 1
Glassware, Plastics & Ceramics | PP058051AB | FE Polypropylene Beaker - 250ml - P10 | <p>Our Findel Everyday plastic range offers the best value for your school without compromising on quality.</p> <p><strong>Available in the following sizes:</strong></p> <ul> <li>50ml</li> <li>100ml</li> <li>250ml</li> <li>500ml</li> <li>1000ml</li> </ul> | 2.45 | PK | FVRATE20 | 1
Glassware, Plastics & Ceramics | PP058051AC | FE Polypropylene Beaker 50ml P10 | <p>Our Findel Everyday plastic range offers the best value for your school without compromising on quality.</p> <p><strong>Available in the following sizes:</strong></p> <ul> <li>50ml</li> <li>100ml</li> <li>250ml</li> <li>500ml</li> <li>1000ml</li> </ul> | 1.65 | PK | FVRATE20 | 1
Glassware, Plastics & Ceramics | PP058051AD | FE Polypropylene Beaker - 1000ml | <p>Our Findel Everyday plastic range offers the best value for your school without compromising on quality.</p> <p><strong>Available in the following sizes:</strong></p> <ul> <li>50ml</li> <li>100ml</li> <li>250ml</li> <li>500ml</li> <li>1000ml</li> </ul> | 0.85 | EA | FVRATE20 | 1
Glassware, Plastics & Ceramics | PP058051AE | FE Polypropylene Beaker 100ml P10 | <p>Our Findel Everyday plastic range offers the best value for your school without compromising on quality.</p> <p><strong>Available in the following sizes:</strong></p> <ul> <li>50ml</li> <li>100ml</li> <li>250ml</li> <li>500ml</li> <li>1000ml</li> </ul> | 2.45 | PK | FVRATE20 | 1
Glassware, Plastics & Ceramics | PP058052AA | FE Reagent Bottle Wide Mouth 500ml P10 | <p>Our Findel Everyday plastic range offers the best value for your school without compromising on quality.</p> <p>These translucent plastic bottles with wide mouth and heavy duty screwcaps offer excellent chemical resistance and are Autoclavable. Suitable for storing a wide range of chemicals and media.&nbsp;</p> <p><strong>Available in the following sizes:</strong></p> <ul> <li>30ml</li> <li>60ml</li> <li>125ml</li> <li>250ml</li> <li>500ml</li> </ul> | 6.45 | PK | FVRATE20 | 1
Glassware, Plastics & Ceramics | PP058052AB | FE Reagent Bottle Wide Mouth 60ml Pk10 | <p>Our Findel Everyday plastic range offers the best value for your school without compromising on quality.</p> <p>These translucent plastic bottles with wide mouth and heavy duty screwcaps offer excellent chemical resistance and are Autoclavable. Suitable for storing a wide range of chemicals and media.&nbsp;</p> <p><strong>Available in the following sizes:</strong></p> <ul> <li>30ml</li> <li>60ml</li> <li>125ml</li> <li>250ml</li> <li>500ml</li> </ul> | 2.29 | PK | FVRATE20 | 1
Glassware, Plastics & Ceramics | PP058052AC | FE Reagent Bottle Wide Mouth 30ml P10 | <p>Our Findel Everyday plastic range offers the best value for your school without compromising on quality.</p> <p>These translucent plastic bottles with wide mouth and heavy duty screwcaps offer excellent chemical resistance and are Autoclavable. Suitable for storing a wide range of chemicals and media.&nbsp;</p> <p><strong>Available in the following sizes:</strong></p> <ul> <li>30ml</li> <li>60ml</li> <li>125ml</li> <li>250ml</li> <li>500ml</li> </ul> | 1.95 | PK | FVRATE20 | 1
Glassware, Plastics & Ceramics | PP058052AD | FE Reagent Bottle Wide Mouth 250ml P10 | <p>Our Findel Everyday plastic range offers the best value for your school without compromising on quality.</p> <p>These translucent plastic bottles with wide mouth and heavy duty screwcaps offer excellent chemical resistance and are Autoclavable. Suitable for storing a wide range of chemicals and media.&nbsp;</p> <p><strong>Available in the following sizes:</strong></p> <ul> <li>30ml</li> <li>60ml</li> <li>125ml</li> <li>250ml</li> <li>500ml</li> </ul> | 4.95 | PK | FVRATE20 | 1
Glassware, Plastics & Ceramics | PP058052AE | FE Reagent Bottle Wide Mouth 125ml P10 | <p>Our Findel Everyday plastic range offers the best value for your school without compromising on quality.</p> <p>These translucent plastic bottles with wide mouth and heavy duty screwcaps offer excellent chemical resistance and are Autoclavable. Suitable for storing a wide range of chemicals and media.&nbsp;</p> <p><strong>Available in the following sizes:</strong></p> <ul> <li>30ml</li> <li>60ml</li> <li>125ml</li> <li>250ml</li> <li>500ml</li> </ul> | 2.95 | PK | FVRATE20 | 1
Glassware, Plastics & Ceramics | PP058053AA | FE Reagent Bottle Narrow Mouth 500ml P10 | <p>Our Findel Everyday plastic range offers the best value for your school without compromising on quality.</p> <p>These translucent plastic bottles with wide mouth and heavy duty screwcaps offer excellent chemical resistance and are Autoclavable. Suitable for storing a wide range of chemicals and media.&nbsp;</p> <p><strong>Available in the following sizes:</strong></p> <ul> <li>30ml</li> <li>60ml</li> <li>125ml</li> <li>250ml</li> <li>500ml</li> </ul> | 5.45 | PK | FVRATE20 | 1
Glassware, Plastics & Ceramics | PP058053AB | FE Reagent Bottle Narrow Mouth 60ml P10 | <p>Our Findel Everyday plastic range offers the best value for your school without compromising on quality.</p> <p>These translucent plastic bottles with wide mouth and heavy duty screwcaps offer excellent chemical resistance and are Autoclavable. Suitable for storing a wide range of chemicals and media.&nbsp;</p> <p><strong>Available in the following sizes:</strong></p> <ul> <li>30ml</li> <li>60ml</li> <li>125ml</li> <li>250ml</li> <li>500ml</li> </ul> | 2.29 | PK | FVRATE20 | 1
Glassware, Plastics & Ceramics | PP058053AC | FE Reagent Bottle Narrow Mouth 30ml P10 | <p>Our Findel Everyday plastic range offers the best value for your school without compromising on quality.</p> <p>These translucent plastic bottles with wide mouth and heavy duty screwcaps offer excellent chemical resistance and are Autoclavable. Suitable for storing a wide range of chemicals and media.&nbsp;</p> <p><strong>Available in the following sizes:</strong></p> <ul> <li>30ml</li> <li>60ml</li> <li>125ml</li> <li>250ml</li> <li>500ml</li> </ul> | 1.95 | PK | FVRATE20 | 1
Glassware, Plastics & Ceramics | PP058053AD | FE Reagent Bottle Narrow Mouth 250ml P10 | <p>Our Findel Everyday plastic range offers the best value for your school without compromising on quality.</p> <p>These translucent plastic bottles with wide mouth and heavy duty screwcaps offer excellent chemical resistance and are Autoclavable. Suitable for storing a wide range of chemicals and media.&nbsp;</p> <p><strong>Available in the following sizes:</strong></p> <ul> <li>30ml</li> <li>60ml</li> <li>125ml</li> <li>250ml</li> <li>500ml</li> </ul> | 4.59 | PK | FVRATE20 | 1
Glassware, Plastics & Ceramics | PP058053AE | FE Reagent Bottle Narrow Mouth 125ml P10 | <p>Our Findel Everyday plastic range offers the best value for your school without compromising on quality.</p> <p>These translucent plastic bottles with wide mouth and heavy duty screwcaps offer excellent chemical resistance and are Autoclavable. Suitable for storing a wide range of chemicals and media.&nbsp;</p> <p><strong>Available in the following sizes:</strong></p> <ul> <li>30ml</li> <li>60ml</li> <li>125ml</li> <li>250ml</li> <li>500ml</li> </ul> | 2.55 | PK | FVRATE20 | 1
Glassware, Plastics & Ceramics | PP058054AA | Findel Everyday Wash Bottle 500ml P10 | <p>Our Findel Everyday Wash Bottle range offers the best value for your school without compromising on quality.</p> <ul> <li>Squeezable Plastic.</li> <li>Screwtop closure</li> <li>Closures features precision jet-tip aperture for fine control</li> </ul> <p><strong>Available in the following sizes:</strong></p> <ul> <li>125ml</li> <li>250ml</li> <li>500ml</li> </ul> | 7.45 | PK | FVRATE20 | 1
Glassware, Plastics & Ceramics | PP058054AB | Findel Everyday Wash Bottle 250ml P10 | <p>Our Findel Everyday Wash Bottle range offers the best value for your school without compromising on quality.</p> <ul> <li>Squeezable Plastic.</li> <li>Screwtop closure</li> <li>Closures features precision jet-tip aperture for fine control</li> </ul> <p><strong>Available in the following sizes:</strong></p> <ul> <li>125ml</li> <li>250ml</li> <li>500ml</li> </ul> | 5.95 | PK | FVRATE20 | 1
Glassware, Plastics & Ceramics | PP058054AC | Findel Everyday Wash Bottle 125ml P10 | <p>Our Findel Everyday Wash Bottle range offers the best value for your school without compromising on quality.</p> <ul> <li>Squeezable Plastic.</li> <li>Screwtop closure</li> <li>Closures features precision jet-tip aperture for fine control</li> </ul> <p><strong>Available in the following sizes:</strong></p> <ul> <li>125ml</li> <li>250ml</li> <li>500ml</li> </ul> | 4.95 | PK | FVRATE20 | 1
Glassware, Plastics & Ceramics | PP058063AA | eisco Flask Volumetric Class A 500ml | <p>Volumetric flasks with permanent blue inscriptions. Class A Borosilicate glass.&nbsp; Fitted with neutral, acid resistant polypropylene stopper.&nbsp;</p> <p><strong>Available in the following sizes:</strong></p> <ul> <li>50ml - Stopper Size 12/21</li> <li>100ml - Stopper Size 14/23</li> <li>250ml - Stopper Size 14/23</li> <li>500ml - Stopper Size 19/26</li> <li>1000ml - Stopper Size 24/29</li> <li>2000ml - Stopper Size 29/32</li> </ul> | 9.25 | EA | FVRATE20 | 1
Glassware, Plastics & Ceramics | PP058063AB | eisco Flask Volumetric Class A 100ml | <p>Volumetric flasks with permanent blue inscriptions. Class A Borosilicate glass.&nbsp; Fitted with neutral, acid resistant polypropylene stopper.&nbsp;</p> <p><strong>Available in the following sizes:</strong></p> <ul> <li>50ml - Stopper Size 12/21</li> <li>100ml - Stopper Size 14/23</li> <li>250ml - Stopper Size 14/23</li> <li>500ml - Stopper Size 19/26</li> <li>1000ml - Stopper Size 24/29</li> <li>2000ml - Stopper Size 29/32</li> </ul> | 4.55 | EA | FVRATE20 | 1
Glassware, Plastics & Ceramics | PP058063AC | eisco Flask Volumetric Class A 2000ml | <p>Volumetric flasks with permanent blue inscriptions. Class A Borosilicate glass.&nbsp; Fitted with neutral, acid resistant polypropylene stopper.&nbsp;</p> <p><strong>Available in the following sizes:</strong></p> <ul> <li>50ml - Stopper Size 12/21</li> <li>100ml - Stopper Size 14/23</li> <li>250ml - Stopper Size 14/23</li> <li>500ml - Stopper Size 19/26</li> <li>1000ml - Stopper Size 24/29</li> <li>2000ml - Stopper Size 29/32</li> </ul> | 20.35 | EA | FVRATE20 | 1
Glassware, Plastics & Ceramics | PP058063AD | eisco Flask Volumetric Class A 50ml | <p>Volumetric flasks with permanent blue inscriptions. Class A Borosilicate glass.&nbsp; Fitted with neutral, acid resistant polypropylene stopper.&nbsp;</p> <p><strong>Available in the following sizes:</strong></p> <ul> <li>50ml - Stopper Size 12/21</li> <li>100ml - Stopper Size 14/23</li> <li>250ml - Stopper Size 14/23</li> <li>500ml - Stopper Size 19/26</li> <li>1000ml - Stopper Size 24/29</li> <li>2000ml - Stopper Size 29/32</li> </ul> | 3.35 | EA | FVRATE20 | 1
Glassware, Plastics & Ceramics | PP058063AE | eisco Flask Volumetric Class A 1000ml | <p>Volumetric flasks with permanent blue inscriptions. Class A Borosilicate glass.&nbsp; Fitted with neutral, acid resistant polypropylene stopper.&nbsp;</p> <p><strong>Available in the following sizes:</strong></p> <ul> <li>50ml - Stopper Size 12/21</li> <li>100ml - Stopper Size 14/23</li> <li>250ml - Stopper Size 14/23</li> <li>500ml - Stopper Size 19/26</li> <li>1000ml - Stopper Size 24/29</li> <li>2000ml - Stopper Size 29/32</li> </ul> | 14.89 | EA | FVRATE20 | 1
Glassware, Plastics & Ceramics | PP058063AF | eisco Flask Volumetric Class A 250ml | <p>Volumetric flasks with permanent blue inscriptions. Class A Borosilicate glass.&nbsp; Fitted with neutral, acid resistant polypropylene stopper.&nbsp;</p> <p><strong>Available in the following sizes:</strong></p> <ul> <li>50ml - Stopper Size 12/21</li> <li>100ml - Stopper Size 14/23</li> <li>250ml - Stopper Size 14/23</li> <li>500ml - Stopper Size 19/26</li> <li>1000ml - Stopper Size 24/29</li> <li>2000ml - Stopper Size 29/32</li> </ul> | 5.59 | EA | FVRATE20 | 1
Glassware, Plastics & Ceramics | PP058255AA | PH Glass TestTubes with Rim 12x75mm P100 | <p>Our own brand of Philip Harris test tubes offer a high quality test tube at an economical price. Can be used for a wide range of laboratory applications. Manufactured from 3.3 borosilicate glass tubing. Uniform wall thickness between 0.8 - 1.0mm. Designed for maximum heat transfer and chemical resistance. Rim tubes include a sturdy lip.</p> <p><strong>Available in the following sizes:</strong></p> <ul> <li>10mm x 75mm</li> <li>12mm x 75mm</li> <li>16mm x 100mm</li> <li>16mm x 125mm</li> <li>16mm x 150mm</li> <li>18mm x 150mm</li> <li>24mm x 150mm</li> </ul> | 19.29 | PK | FVRATE20 | 1
Glassware, Plastics & Ceramics | PP058255AB | PH Glass TestTubes with Rim 24x150mm P50 | <p>Our own brand of Philip Harris test tubes offer a high quality test tube at an economical price. Can be used for a wide range of laboratory applications. Manufactured from 3.3 borosilicate glass tubing. Uniform wall thickness between 0.8 - 1.0mm. Designed for maximum heat transfer and chemical resistance. Rim tubes include a sturdy lip.</p> <p><strong>Available in the following sizes:</strong></p> <ul> <li>10mm x 75mm</li> <li>12mm x 75mm</li> <li>16mm x 100mm</li> <li>16mm x 125mm</li> <li>16mm x 150mm</li> <li>18mm x 150mm</li> <li>24mm x 150mm</li> </ul> | 22.35 | PK | FVRATE20 | 1
Glassware, Plastics & Ceramics | PP058255AC | PH Glass TestTubes with Rim 16x125mmP100 | <p>Our own brand of Philip Harris test tubes offer a high quality test tube at an economical price. Can be used for a wide range of laboratory applications. Manufactured from 3.3 borosilicate glass tubing. Uniform wall thickness between 0.8 - 1.0mm. Designed for maximum heat transfer and chemical resistance. Rim tubes include a sturdy lip.</p> <p><strong>Available in the following sizes:</strong></p> <ul> <li>10mm x 75mm</li> <li>12mm x 75mm</li> <li>16mm x 100mm</li> <li>16mm x 125mm</li> <li>16mm x 150mm</li> <li>18mm x 150mm</li> <li>24mm x 150mm</li> </ul> | 19.29 | PK | FVRATE20 | 1
Glassware, Plastics & Ceramics | PP058255AD | PH Glass TestTubes with Rim 18x150mmP100 | <p>Our own brand of Philip Harris test tubes offer a high quality test tube at an economical price. Can be used for a wide range of laboratory applications. Manufactured from 3.3 borosilicate glass tubing. Uniform wall thickness between 0.8 - 1.0mm. Designed for maximum heat transfer and chemical resistance. Rim tubes include a sturdy lip.</p> <p><strong>Available in the following sizes:</strong></p> <ul> <li>10mm x 75mm</li> <li>12mm x 75mm</li> <li>16mm x 100mm</li> <li>16mm x 125mm</li> <li>16mm x 150mm</li> <li>18mm x 150mm</li> <li>24mm x 150mm</li> </ul> | 32.49 | PK | FVRATE20 | 1
Glassware, Plastics & Ceramics | PP058255AE | PH Glass TestTubes with Rim 16x150mmP100 | <p>Our own brand of Philip Harris test tubes offer a high quality test tube at an economical price. Can be used for a wide range of laboratory applications. Manufactured from 3.3 borosilicate glass tubing. Uniform wall thickness between 0.8 - 1.0mm. Designed for maximum heat transfer and chemical resistance. Rim tubes include a sturdy lip.</p> <p><strong>Available in the following sizes:</strong></p> <ul> <li>10mm x 75mm</li> <li>12mm x 75mm</li> <li>16mm x 100mm</li> <li>16mm x 125mm</li> <li>16mm x 150mm</li> <li>18mm x 150mm</li> <li>24mm x 150mm</li> </ul> | 29.39 | PK | FVRATE20 | 1
Glassware, Plastics & Ceramics | PP058255AF | PH Glass TestTubes with Rim 16x100mmP100 | <p>Our own brand of Philip Harris test tubes offer a high quality test tube at an economical price. Can be used for a wide range of laboratory applications. Manufactured from 3.3 borosilicate glass tubing. Uniform wall thickness between 0.8 - 1.0mm. Designed for maximum heat transfer and chemical resistance. Rim tubes include a sturdy lip.</p> <p><strong>Available in the following sizes:</strong></p> <ul> <li>10mm x 75mm</li> <li>12mm x 75mm</li> <li>16mm x 100mm</li> <li>16mm x 125mm</li> <li>16mm x 150mm</li> <li>18mm x 150mm</li> <li>24mm x 150mm</li> </ul> | 26.49 | PK | FVRATE20 | 1
Glassware, Plastics & Ceramics | PP058255AG | PH Glass TestTubes with Rim 10x75mm P100 | <p>Our own brand of Philip Harris test tubes offer a high quality test tube at an economical price. Can be used for a wide range of laboratory applications. Manufactured from 3.3 borosilicate glass tubing. Uniform wall thickness between 0.8 - 1.0mm. Designed for maximum heat transfer and chemical resistance. Rim tubes include a sturdy lip.</p> <p><strong>Available in the following sizes:</strong></p> <ul> <li>10mm x 75mm</li> <li>12mm x 75mm</li> <li>16mm x 100mm</li> <li>16mm x 125mm</li> <li>16mm x 150mm</li> <li>18mm x 150mm</li> <li>24mm x 150mm</li> </ul> | 16.65 | PK | FVRATE20 | 1
Glassware, Plastics & Ceramics | PP058256AB | PH Glass TestTubes Rimless 12x75mm P100 | <p>Our own brand Philip Harris rimless test tubes offer high quality at an economical price.</p> <p>They are ideal for a wide range of laboratory applications.</p> <p>Manufactured from 3.3 Borosilicate glass tubing, designed for maximum heat transfer and chemical resistance.</p> <ul> <li>Uniform wall thickness between 0.8 - 1.0mm</li> </ul> <p><strong>Available in the following sizes:</strong></p> <ul> <li>10mm x 75mm</li> <li>12mm x 75mm</li> <li>16mm x 125mm</li> <li>16mm x 150mm</li> <li>18mm x 150mm</li> <li>24mm x 150mm</li> </ul> | 19.29 | PK | FVRATE20 | 1
Glassware, Plastics & Ceramics | PP058256AC | PH Glass TestTubes Rimless 24x150mm P50 | <p>Our own brand Philip Harris rimless test tubes offer high quality at an economical price.</p> <p>They are ideal for a wide range of laboratory applications.</p> <p>Manufactured from 3.3 Borosilicate glass tubing, designed for maximum heat transfer and chemical resistance.</p> <ul> <li>Uniform wall thickness between 0.8 - 1.0mm</li> </ul> <p><strong>Available in the following sizes:</strong></p> <ul> <li>10mm x 75mm</li> <li>12mm x 75mm</li> <li>16mm x 125mm</li> <li>16mm x 150mm</li> <li>18mm x 150mm</li> <li>24mm x 150mm</li> </ul> | 23.35 | PK | FVRATE20 | 1
Glassware, Plastics & Ceramics | PP058256AD | PH Glass TestTubes Rimless 18x150mm P100 | <p>Our own brand Philip Harris rimless test tubes offer high quality at an economical price.</p> <p>They are ideal for a wide range of laboratory applications.</p> <p>Manufactured from 3.3 Borosilicate glass tubing, designed for maximum heat transfer and chemical resistance.</p> <ul> <li>Uniform wall thickness between 0.8 - 1.0mm</li> </ul> <p><strong>Available in the following sizes:</strong></p> <ul> <li>10mm x 75mm</li> <li>12mm x 75mm</li> <li>16mm x 125mm</li> <li>16mm x 150mm</li> <li>18mm x 150mm</li> <li>24mm x 150mm</li> </ul> | 32.49 | PK | FVRATE20 | 1
Glassware, Plastics & Ceramics | PP058256AE | PH Glass TestTubes Rimless 16x150mm P100 | <p>Our own brand Philip Harris rimless test tubes offer high quality at an economical price.</p> <p>They are ideal for a wide range of laboratory applications.</p> <p>Manufactured from 3.3 Borosilicate glass tubing, designed for maximum heat transfer and chemical resistance.</p> <ul> <li>Uniform wall thickness between 0.8 - 1.0mm</li> </ul> <p><strong>Available in the following sizes:</strong></p> <ul> <li>10mm x 75mm</li> <li>12mm x 75mm</li> <li>16mm x 125mm</li> <li>16mm x 150mm</li> <li>18mm x 150mm</li> <li>24mm x 150mm</li> </ul> | 29.39 | PK | FVRATE20 | 1
Glassware, Plastics & Ceramics | PP058256AF | PH Glass TestTubes Rimless 10x75mm P100 | <p>Our own brand Philip Harris rimless test tubes offer high quality at an economical price.</p> <p>They are ideal for a wide range of laboratory applications.</p> <p>Manufactured from 3.3 Borosilicate glass tubing, designed for maximum heat transfer and chemical resistance.</p> <ul> <li>Uniform wall thickness between 0.8 - 1.0mm</li> </ul> <p><strong>Available in the following sizes:</strong></p> <ul> <li>10mm x 75mm</li> <li>12mm x 75mm</li> <li>16mm x 125mm</li> <li>16mm x 150mm</li> <li>18mm x 150mm</li> <li>24mm x 150mm</li> </ul> | 16.65 | PK | FVRATE20 | 1
Glassware, Plastics & Ceramics | PP058256AG | PH Glass TestTubes Rimless 16x125mm P100 | <p>Our own brand Philip Harris rimless test tubes offer high quality at an economical price.</p> <p>They are ideal for a wide range of laboratory applications.</p> <p>Manufactured from 3.3 Borosilicate glass tubing, designed for maximum heat transfer and chemical resistance.</p> <ul> <li>Uniform wall thickness between 0.8 - 1.0mm</li> </ul> <p><strong>Available in the following sizes:</strong></p> <ul> <li>10mm x 75mm</li> <li>12mm x 75mm</li> <li>16mm x 125mm</li> <li>16mm x 150mm</li> <li>18mm x 150mm</li> <li>24mm x 150mm</li> </ul> | 27.59 | PK | FVRATE20 | 1
Tables & Desks | PP058335AA | Craft Table Cpack 150x70 Grey Blue H900 | <p>Great value craft table and stool packs that are ideal for arts rooms, D&amp;T areas, or science labs.</p> <p>The sturdy H-frame tables are constructed using 18 mm thick MDF with a high-pressure laminate finish for a durable and smooth, easy-to-clean surface which makes the table both stylish and functional in a learning environment. This is accompanied by charcoal, high impact Duraform PU edge and a fully welded steel square tube frame. This underframe also makes a good footrest for students, and assists in neatly keeping stools safe and out of the way underneath the desk.&nbsp;</p> <p>The WSM skid base stools are designed to maximise comfort and posture, with a curved waterfall front and foot rest. The skid base also ensures the stool will not tilt or tip. Each WSM stool is constructed from polypropylene - an easy-cleaning, hard-wearing material that can withstand frequent use and heavy weight.&nbsp;</p> <ul> <li>Each pack contains 15 craft tables and 30 stools</li> <li>Tables available in 3 colours; Ailsa, Beech or Light Grey</li> <li>Stools available in 2 colours; Blue or Charcoal</li> <li>Table dimensions 150 x 70cm, in either 85cm or 90cm heights</li> <li>5 year guarantee on tables</li> <li>BSEN 1729 compliant</li> </ul> | 5475 | EA | FVRATE20 | 1
Tables & Desks | PP058335AB | Craft Table Cpack 150x70 Ailsa Blue H900 | <p>Great value craft table and stool packs that are ideal for arts rooms, D&amp;T areas, or science labs.</p> <p>The sturdy H-frame tables are constructed using 18 mm thick MDF with a high-pressure laminate finish for a durable and smooth, easy-to-clean surface which makes the table both stylish and functional in a learning environment. This is accompanied by charcoal, high impact Duraform PU edge and a fully welded steel square tube frame. This underframe also makes a good footrest for students, and assists in neatly keeping stools safe and out of the way underneath the desk.&nbsp;</p> <p>The WSM skid base stools are designed to maximise comfort and posture, with a curved waterfall front and foot rest. The skid base also ensures the stool will not tilt or tip. Each WSM stool is constructed from polypropylene - an easy-cleaning, hard-wearing material that can withstand frequent use and heavy weight.&nbsp;</p> <ul> <li>Each pack contains 15 craft tables and 30 stools</li> <li>Tables available in 3 colours; Ailsa, Beech or Light Grey</li> <li>Stools available in 2 colours; Blue or Charcoal</li> <li>Table dimensions 150 x 70cm, in either 85cm or 90cm heights</li> <li>5 year guarantee on tables</li> <li>BSEN 1729 compliant</li> </ul> | 5475 | EA | FVRATE20 | 1
Tables & Desks | PP058335AC | Craft Table Cpack 150x70 Beech Blue H900 | <p>Great value craft table and stool packs that are ideal for arts rooms, D&amp;T areas, or science labs.</p> <p>The sturdy H-frame tables are constructed using 18 mm thick MDF with a high-pressure laminate finish for a durable and smooth, easy-to-clean surface which makes the table both stylish and functional in a learning environment. This is accompanied by charcoal, high impact Duraform PU edge and a fully welded steel square tube frame. This underframe also makes a good footrest for students, and assists in neatly keeping stools safe and out of the way underneath the desk.&nbsp;</p> <p>The WSM skid base stools are designed to maximise comfort and posture, with a curved waterfall front and foot rest. The skid base also ensures the stool will not tilt or tip. Each WSM stool is constructed from polypropylene - an easy-cleaning, hard-wearing material that can withstand frequent use and heavy weight.&nbsp;</p> <ul> <li>Each pack contains 15 craft tables and 30 stools</li> <li>Tables available in 3 colours; Ailsa, Beech or Light Grey</li> <li>Stools available in 2 colours; Blue or Charcoal</li> <li>Table dimensions 150 x 70cm, in either 85cm or 90cm heights</li> <li>5 year guarantee on tables</li> <li>BSEN 1729 compliant</li> </ul> | 5475 | EA | FVRATE20 | 1
Tables & Desks | PP058335AD | Craft Table Cpack 150x70 Grey Chrcl H900 | <p>Great value craft table and stool packs that are ideal for arts rooms, D&amp;T areas, or science labs.</p> <p>The sturdy H-frame tables are constructed using 18 mm thick MDF with a high-pressure laminate finish for a durable and smooth, easy-to-clean surface which makes the table both stylish and functional in a learning environment. This is accompanied by charcoal, high impact Duraform PU edge and a fully welded steel square tube frame. This underframe also makes a good footrest for students, and assists in neatly keeping stools safe and out of the way underneath the desk.&nbsp;</p> <p>The WSM skid base stools are designed to maximise comfort and posture, with a curved waterfall front and foot rest. The skid base also ensures the stool will not tilt or tip. Each WSM stool is constructed from polypropylene - an easy-cleaning, hard-wearing material that can withstand frequent use and heavy weight.&nbsp;</p> <ul> <li>Each pack contains 15 craft tables and 30 stools</li> <li>Tables available in 3 colours; Ailsa, Beech or Light Grey</li> <li>Stools available in 2 colours; Blue or Charcoal</li> <li>Table dimensions 150 x 70cm, in either 85cm or 90cm heights</li> <li>5 year guarantee on tables</li> <li>BSEN 1729 compliant</li> </ul> | 5475 | EA | FVRATE20 | 1
Tables & Desks | PP058335AE | Craft Table Cpack 150x70 Bch Chrcl H900 | <p>Great value craft table and stool packs that are ideal for arts rooms, D&amp;T areas, or science labs.</p> <p>The sturdy H-frame tables are constructed using 18 mm thick MDF with a high-pressure laminate finish for a durable and smooth, easy-to-clean surface which makes the table both stylish and functional in a learning environment. This is accompanied by charcoal, high impact Duraform PU edge and a fully welded steel square tube frame. This underframe also makes a good footrest for students, and assists in neatly keeping stools safe and out of the way underneath the desk.&nbsp;</p> <p>The WSM skid base stools are designed to maximise comfort and posture, with a curved waterfall front and foot rest. The skid base also ensures the stool will not tilt or tip. Each WSM stool is constructed from polypropylene - an easy-cleaning, hard-wearing material that can withstand frequent use and heavy weight.&nbsp;</p> <ul> <li>Each pack contains 15 craft tables and 30 stools</li> <li>Tables available in 3 colours; Ailsa, Beech or Light Grey</li> <li>Stools available in 2 colours; Blue or Charcoal</li> <li>Table dimensions 150 x 70cm, in either 85cm or 90cm heights</li> <li>5 year guarantee on tables</li> <li>BSEN 1729 compliant</li> </ul> | 5475 | EA | FVRATE20 | 1
Tables & Desks | PP058335AF | Craft Table Cpack 150x70 Ailsa Chrc H900 | <p>Great value craft table and stool packs that are ideal for arts rooms, D&amp;T areas, or science labs.</p> <p>The sturdy H-frame tables are constructed using 18 mm thick MDF with a high-pressure laminate finish for a durable and smooth, easy-to-clean surface which makes the table both stylish and functional in a learning environment. This is accompanied by charcoal, high impact Duraform PU edge and a fully welded steel square tube frame. This underframe also makes a good footrest for students, and assists in neatly keeping stools safe and out of the way underneath the desk.&nbsp;</p> <p>The WSM skid base stools are designed to maximise comfort and posture, with a curved waterfall front and foot rest. The skid base also ensures the stool will not tilt or tip. Each WSM stool is constructed from polypropylene - an easy-cleaning, hard-wearing material that can withstand frequent use and heavy weight.&nbsp;</p> <ul> <li>Each pack contains 15 craft tables and 30 stools</li> <li>Tables available in 3 colours; Ailsa, Beech or Light Grey</li> <li>Stools available in 2 colours; Blue or Charcoal</li> <li>Table dimensions 150 x 70cm, in either 85cm or 90cm heights</li> <li>5 year guarantee on tables</li> <li>BSEN 1729 compliant</li> </ul> | 5475 | EA | FVRATE20 | 1
Tables & Desks | PP058335BA | Craft Table Cpack 150x70 Grey Blue H850 | <p>Great value craft table and stool packs that are ideal for arts rooms, D&amp;T areas, or science labs.</p> <p>The sturdy H-frame tables are constructed using 18 mm thick MDF with a high-pressure laminate finish for a durable and smooth, easy-to-clean surface which makes the table both stylish and functional in a learning environment. This is accompanied by charcoal, high impact Duraform PU edge and a fully welded steel square tube frame. This underframe also makes a good footrest for students, and assists in neatly keeping stools safe and out of the way underneath the desk.&nbsp;</p> <p>The WSM skid base stools are designed to maximise comfort and posture, with a curved waterfall front and foot rest. The skid base also ensures the stool will not tilt or tip. Each WSM stool is constructed from polypropylene - an easy-cleaning, hard-wearing material that can withstand frequent use and heavy weight.&nbsp;</p> <ul> <li>Each pack contains 15 craft tables and 30 stools</li> <li>Tables available in 3 colours; Ailsa, Beech or Light Grey</li> <li>Stools available in 2 colours; Blue or Charcoal</li> <li>Table dimensions 150 x 70cm, in either 85cm or 90cm heights</li> <li>5 year guarantee on tables</li> <li>BSEN 1729 compliant</li> </ul> | 5475 | EA | FVRATE20 | 1
Tables & Desks | PP058335BB | Craft Table Cpack 150x70 Ailsa Blue H850 | <p>Great value craft table and stool packs that are ideal for arts rooms, D&amp;T areas, or science labs.</p> <p>The sturdy H-frame tables are constructed using 18 mm thick MDF with a high-pressure laminate finish for a durable and smooth, easy-to-clean surface which makes the table both stylish and functional in a learning environment. This is accompanied by charcoal, high impact Duraform PU edge and a fully welded steel square tube frame. This underframe also makes a good footrest for students, and assists in neatly keeping stools safe and out of the way underneath the desk.&nbsp;</p> <p>The WSM skid base stools are designed to maximise comfort and posture, with a curved waterfall front and foot rest. The skid base also ensures the stool will not tilt or tip. Each WSM stool is constructed from polypropylene - an easy-cleaning, hard-wearing material that can withstand frequent use and heavy weight.&nbsp;</p> <ul> <li>Each pack contains 15 craft tables and 30 stools</li> <li>Tables available in 3 colours; Ailsa, Beech or Light Grey</li> <li>Stools available in 2 colours; Blue or Charcoal</li> <li>Table dimensions 150 x 70cm, in either 85cm or 90cm heights</li> <li>5 year guarantee on tables</li> <li>BSEN 1729 compliant</li> </ul> | 5475 | EA | FVRATE20 | 1
Tables & Desks | PP058335BC | Craft Table Cpack 150x70 Beech Blue H850 | <p>Great value craft table and stool packs that are ideal for arts rooms, D&amp;T areas, or science labs.</p> <p>The sturdy H-frame tables are constructed using 18 mm thick MDF with a high-pressure laminate finish for a durable and smooth, easy-to-clean surface which makes the table both stylish and functional in a learning environment. This is accompanied by charcoal, high impact Duraform PU edge and a fully welded steel square tube frame. This underframe also makes a good footrest for students, and assists in neatly keeping stools safe and out of the way underneath the desk.&nbsp;</p> <p>The WSM skid base stools are designed to maximise comfort and posture, with a curved waterfall front and foot rest. The skid base also ensures the stool will not tilt or tip. Each WSM stool is constructed from polypropylene - an easy-cleaning, hard-wearing material that can withstand frequent use and heavy weight.&nbsp;</p> <ul> <li>Each pack contains 15 craft tables and 30 stools</li> <li>Tables available in 3 colours; Ailsa, Beech or Light Grey</li> <li>Stools available in 2 colours; Blue or Charcoal</li> <li>Table dimensions 150 x 70cm, in either 85cm or 90cm heights</li> <li>5 year guarantee on tables</li> <li>BSEN 1729 compliant</li> </ul> | 5475 | EA | FVRATE20 | 1
Tables & Desks | PP058335BD | Craft Table Cpack 150x70 Grey Chrcl H850 | <p>Great value craft table and stool packs that are ideal for arts rooms, D&amp;T areas, or science labs.</p> <p>The sturdy H-frame tables are constructed using 18 mm thick MDF with a high-pressure laminate finish for a durable and smooth, easy-to-clean surface which makes the table both stylish and functional in a learning environment. This is accompanied by charcoal, high impact Duraform PU edge and a fully welded steel square tube frame. This underframe also makes a good footrest for students, and assists in neatly keeping stools safe and out of the way underneath the desk.&nbsp;</p> <p>The WSM skid base stools are designed to maximise comfort and posture, with a curved waterfall front and foot rest. The skid base also ensures the stool will not tilt or tip. Each WSM stool is constructed from polypropylene - an easy-cleaning, hard-wearing material that can withstand frequent use and heavy weight.&nbsp;</p> <ul> <li>Each pack contains 15 craft tables and 30 stools</li> <li>Tables available in 3 colours; Ailsa, Beech or Light Grey</li> <li>Stools available in 2 colours; Blue or Charcoal</li> <li>Table dimensions 150 x 70cm, in either 85cm or 90cm heights</li> <li>5 year guarantee on tables</li> <li>BSEN 1729 compliant</li> </ul> | 5475 | EA | FVRATE20 | 1
Tables & Desks | PP058335BE | Craft Table Cpack 150x70 Bch Chrcl H850 | <p>Great value craft table and stool packs that are ideal for arts rooms, D&amp;T areas, or science labs.</p> <p>The sturdy H-frame tables are constructed using 18 mm thick MDF with a high-pressure laminate finish for a durable and smooth, easy-to-clean surface which makes the table both stylish and functional in a learning environment. This is accompanied by charcoal, high impact Duraform PU edge and a fully welded steel square tube frame. This underframe also makes a good footrest for students, and assists in neatly keeping stools safe and out of the way underneath the desk.&nbsp;</p> <p>The WSM skid base stools are designed to maximise comfort and posture, with a curved waterfall front and foot rest. The skid base also ensures the stool will not tilt or tip. Each WSM stool is constructed from polypropylene - an easy-cleaning, hard-wearing material that can withstand frequent use and heavy weight.&nbsp;</p> <ul> <li>Each pack contains 15 craft tables and 30 stools</li> <li>Tables available in 3 colours; Ailsa, Beech or Light Grey</li> <li>Stools available in 2 colours; Blue or Charcoal</li> <li>Table dimensions 150 x 70cm, in either 85cm or 90cm heights</li> <li>5 year guarantee on tables</li> <li>BSEN 1729 compliant</li> </ul> | 5475 | EA | FVRATE20 | 1
Tables & Desks | PP058335BF | Craft Tble Cpack 150x70 Ailsa Chrcl H850 | <p>Great value craft table and stool packs that are ideal for arts rooms, D&amp;T areas, or science labs.</p> <p>The sturdy H-frame tables are constructed using 18 mm thick MDF with a high-pressure laminate finish for a durable and smooth, easy-to-clean surface which makes the table both stylish and functional in a learning environment. This is accompanied by charcoal, high impact Duraform PU edge and a fully welded steel square tube frame. This underframe also makes a good footrest for students, and assists in neatly keeping stools safe and out of the way underneath the desk.&nbsp;</p> <p>The WSM skid base stools are designed to maximise comfort and posture, with a curved waterfall front and foot rest. The skid base also ensures the stool will not tilt or tip. Each WSM stool is constructed from polypropylene - an easy-cleaning, hard-wearing material that can withstand frequent use and heavy weight.&nbsp;</p> <ul> <li>Each pack contains 15 craft tables and 30 stools</li> <li>Tables available in 3 colours; Ailsa, Beech or Light Grey</li> <li>Stools available in 2 colours; Blue or Charcoal</li> <li>Table dimensions 150 x 70cm, in either 85cm or 90cm heights</li> <li>5 year guarantee on tables</li> <li>BSEN 1729 compliant</li> </ul> | 5475 | EA | FVRATE20 | 1
Glassware, Plastics & Ceramics | PP058542AC | Porcelain Mortar And Pestle 60ml | <p>Porcelain pestle &amp; mortar, ideal for all general laboratory grinding. Unglazed on the inside, glazed on the outside.</p> <p><strong>Available in the following sizes:</strong></p> <ul> <li>80mm - 60ml</li> <li>130mm - 275ml</li> </ul> | 3.45 | EA | FVRATE20 | 1
Glassware, Plastics & Ceramics | PP058542AD | Porcelain Mortar And Pestle 275ml | <p>Porcelain pestle &amp; mortar, ideal for all general laboratory grinding. Unglazed on the inside, glazed on the outside.</p> <p><strong>Available in the following sizes:</strong></p> <ul> <li>80mm - 60ml</li> <li>130mm - 275ml</li> </ul> | 5.05 | EA | FVRATE20 | 1
Glassware, Plastics & Ceramics | PP058548AA | Stoppered Volumetric Flask P2 500ml | <p>Volumetric flasks with permanent white inscriptions. Class B Borosilicate glass. Fitted with neutral, non-staining chemically resistant polypropylene stopper.</p> <p>An economically priced alternative to leading brands.</p> <p><strong>Available in the following sizes:</strong></p> <ul> <li>10ml</li> <li>50ml</li> <li>100ml</li> <li>250ml</li> <li>500ml</li> <li>1000ml</li> </ul> | 14.75 | PK | FVRATE20 | 1
Glassware, Plastics & Ceramics | PP058548AB | Stoppered Volumetric Flask P2 100ml | <p>Volumetric flasks with permanent white inscriptions. Class B Borosilicate glass. Fitted with neutral, non-staining chemically resistant polypropylene stopper.</p> <p>An economically priced alternative to leading brands.</p> <p><strong>Available in the following sizes:</strong></p> <ul> <li>10ml</li> <li>50ml</li> <li>100ml</li> <li>250ml</li> <li>500ml</li> <li>1000ml</li> </ul> | 6.39 | PK | FVRATE20 | 1
Glassware, Plastics & Ceramics | PP058548AC | Stoppered Volumetric Flask P2 50ml | <p>Volumetric flasks with permanent white inscriptions. Class B Borosilicate glass. Fitted with neutral, non-staining chemically resistant polypropylene stopper.</p> <p>An economically priced alternative to leading brands.</p> <p><strong>Available in the following sizes:</strong></p> <ul> <li>10ml</li> <li>50ml</li> <li>100ml</li> <li>250ml</li> <li>500ml</li> <li>1000ml</li> </ul> | 5.35 | PK | FVRATE20 | 1
Glassware, Plastics & Ceramics | PP058548AD | Stoppered Volumetric Flask P2 10ml | <p>Volumetric flasks with permanent white inscriptions. Class B Borosilicate glass. Fitted with neutral, non-staining chemically resistant polypropylene stopper.</p> <p>An economically priced alternative to leading brands.</p> <p><strong>Available in the following sizes:</strong></p> <ul> <li>10ml</li> <li>50ml</li> <li>100ml</li> <li>250ml</li> <li>500ml</li> <li>1000ml</li> </ul> | 6.09 | PK | FVRATE20 | 1
Glassware, Plastics & Ceramics | PP058548AE | Stoppered Volumetric Flask P2 1000ml | <p>Volumetric flasks with permanent white inscriptions. Class B Borosilicate glass. Fitted with neutral, non-staining chemically resistant polypropylene stopper.</p> <p>An economically priced alternative to leading brands.</p> <p><strong>Available in the following sizes:</strong></p> <ul> <li>10ml</li> <li>50ml</li> <li>100ml</li> <li>250ml</li> <li>500ml</li> <li>1000ml</li> </ul> | 20.25 | PK | FVRATE20 | 1
Glassware, Plastics & Ceramics | PP058548AF | Stoppered Volumetric Flask P2 250ml | <p>Volumetric flasks with permanent white inscriptions. Class B Borosilicate glass. Fitted with neutral, non-staining chemically resistant polypropylene stopper.</p> <p>An economically priced alternative to leading brands.</p> <p><strong>Available in the following sizes:</strong></p> <ul> <li>10ml</li> <li>50ml</li> <li>100ml</li> <li>250ml</li> <li>500ml</li> <li>1000ml</li> </ul> | 11.65 | PK | FVRATE20 | 1
Glassware, Plastics & Ceramics | PP058552AA | Glass Separating Funnel 500ml | <p>Glassco conical shaped separating funnel with interchangeable polypropylene stopper and PTFE stopcock. Produced from borosilicate glass giving good chemical resistance.</p> <p><strong>Available in the following sizes:</strong></p> <ul> <li>50ml</li> <li>100ml</li> <li>250ml</li> <li>500ml</li> <li>1000ml</li> </ul> | 33.99 | EA | FVRATE20 | 1
Glassware, Plastics & Ceramics | PP058552AB | Glass Separating Funnel 100ml | <p>Glassco conical shaped separating funnel with interchangeable polypropylene stopper and PTFE stopcock. Produced from borosilicate glass giving good chemical resistance.</p> <p><strong>Available in the following sizes:</strong></p> <ul> <li>50ml</li> <li>100ml</li> <li>250ml</li> <li>500ml</li> <li>1000ml</li> </ul> | 30.39 | EA | FVRATE20 | 1
Glassware, Plastics & Ceramics | PP058552AC | Glass Separating Funnel 50ml | <p>Glassco conical shaped separating funnel with interchangeable polypropylene stopper and PTFE stopcock. Produced from borosilicate glass giving good chemical resistance.</p> <p><strong>Available in the following sizes:</strong></p> <ul> <li>50ml</li> <li>100ml</li> <li>250ml</li> <li>500ml</li> <li>1000ml</li> </ul> | 26.35 | EA | FVRATE20 | 1
Glassware, Plastics & Ceramics | PP058552AD | Glass Separating Funnel 1000ml | <p>Glassco conical shaped separating funnel with interchangeable polypropylene stopper and PTFE stopcock. Produced from borosilicate glass giving good chemical resistance.</p> <p><strong>Available in the following sizes:</strong></p> <ul> <li>50ml</li> <li>100ml</li> <li>250ml</li> <li>500ml</li> <li>1000ml</li> </ul> | 40.55 | EA | FVRATE20 | 1
Glassware, Plastics & Ceramics | PP058552AE | Glass Separating Funnel 250ml | <p>Glassco conical shaped separating funnel with interchangeable polypropylene stopper and PTFE stopcock. Produced from borosilicate glass giving good chemical resistance.</p> <p><strong>Available in the following sizes:</strong></p> <ul> <li>50ml</li> <li>100ml</li> <li>250ml</li> <li>500ml</li> <li>1000ml</li> </ul> | 36.05 | EA | FVRATE20 | 1
Glassware, Plastics & Ceramics | PP058591AA | eisco Simple Filters 125mm P100 | <p>A good quality paper for general purpose use with medium retention and flowrate. 100 Circles/pack.</p> <p><strong>Available in the following sizes:</strong></p> <ul> <li>90mm</li> <li>110mm</li> <li>125mm</li> <li>150mm</li> </ul> | 3.95 | PK | FVRATE20 | 1
Glassware, Plastics & Ceramics | PP058591AB | eisco Simple Filters 90mm P100 | <p>A good quality paper for general purpose use with medium retention and flowrate. 100 Circles/pack.</p> <p><strong>Available in the following sizes:</strong></p> <ul> <li>90mm</li> <li>110mm</li> <li>125mm</li> <li>150mm</li> </ul> | 3.35 | PK | FVRATE20 | 1
Glassware, Plastics & Ceramics | PP058591AC | eisco Simple Filters 150mm P100 | <p>A good quality paper for general purpose use with medium retention and flowrate. 100 Circles/pack.</p> <p><strong>Available in the following sizes:</strong></p> <ul> <li>90mm</li> <li>110mm</li> <li>125mm</li> <li>150mm</li> </ul> | 5.29 | PK | FVRATE20 | 1
Glassware, Plastics & Ceramics | PP058591AD | eisco Simple Filters 110mm P100 | <p>A good quality paper for general purpose use with medium retention and flowrate. 100 Circles/pack.</p> <p><strong>Available in the following sizes:</strong></p> <ul> <li>90mm</li> <li>110mm</li> <li>125mm</li> <li>150mm</li> </ul> | 3.55 | PK | FVRATE20 | 1
Chemistry | PP060008 | Mixed Smart Materials Collection | <p>Our Smart Materials Collection contains 14 different examples of Smart Materials all housed inside a Gratnells Tray for easy storage. Conduct a whole host of different demonstrations of Smart Materials using our kit including UV Reactive beads, smart fabrics, metals, paints and polymers.&nbsp;</p> <p>The Collection contains:</p> <ul> <li><strong>UV Detecting Beads Pack of 250</strong></li> </ul> <p>A bag of white beads which turn into many different colours when exposed to an ultraviolet light source. Ideal for observing UV radiation from the Sun. A great way to raise awareness of the health issues associated with exposure to the sun.&nbsp; A science activity guide is included and allows students to carry out scientific investigations and learn about the effects of the sun on their health.</p> <ul> <li><strong>Photochromic Pigment: Orange 3g</strong></li> </ul> <p>These pigments normally have a pale, off-white appearance but in sunlight or UV light they change to a bright, vivid colour. The pigments revert to their pale colour when away from sunlight or UV light. Methods of application include brush painting, block printing, stencilling, screen printing etc.</p> <ul> <li><strong>Kevlar Woven Fabric 250mm x 250mm</strong></li> </ul> <p>Kevlar has many applications, ranging from bicycle tyres and racing sails to body armour because of its high strength-to-weight ratio. Famously 5 times stronger than steel on an equal weight basis.</p> <ul> <li><strong>Polymorph: Malleable Smart Polymer 500g</strong></li> </ul> <p>Polymorph is one of a new generation of polymers set to have a major impact on model making and prototyping. This polymer has all the characteristics of a tough 'engineering' material yet it softens and becomes easily mould-able at just 62&deg;C. It can be heated with&nbsp; hot water or a hairdryer and can then be moulded by hand to create prototypes and solve manufacturing problems currently outside the capacity of other materials. Polymorph is reusable and the material can be coloured when soft by adding a small amount of food dye.</p> <ul> <li><strong>Thermocolour Sheet 20 to 25&deg;C 150 mm x 300 mm</strong></li> </ul> <p>These thermochromic sheets change colour when influenced by changes in temperature provide an exciting way to see thermal mapping changes through colour. The sheets can be used to demonstrate, Conduction, Insulation, Convection, Radiation and Friction, and other experiments involving temperature change.&nbsp; The colour changes are reversible and on cooling the colour change sequence is reversed. Sheet can be cut to size.</p> <ul> <li><strong>Smart Putty 100g</strong></li> </ul> <p>Smart putty has been available for a long time as an amusement, but this visco-elastic polymer has serious engineering applications. Soft, stretchy and bendy when moved slowly, solid when trying to move quickly or impacted. It has the remarkable property that it usually behaves as a soft mould-able plastic (like chewing gum), but instantly becomes a rubber if impacted and bounces like a ball. It can also float in a liquid and will form a puddle given enough time. It is a great demonstration of an unusual polymer, a useful adhesive and can be used in many creative and fun activities.</p> <ul> <li><strong>Hydrochromic Paint 50ml</strong></li> </ul> <p>Hydrochromic pigments change colour when exposed to water. This version is a reversible pigment which works by forming an opaque film that covers a coloured image or pattern. When the film is exposed to water it becomes transparent and reveals what is hidden underneath - thus appearing to change colour. As the film dries it returns to it's opaque state and covers up the image or pattern.</p> <ul> <li><strong>Electrolycra Strip</strong></li> </ul> <p>This material looks and feels like ordinary Lycra but is highly conductive. It can be cut into narrow strips to form conducting 'wires' or can be used as a soft compliant substitute for metal and foil in switches and sensors. Amazingly, its conductivity depends how tightly it is stretched so if you pull it, the resistance increases (and drops again when stretched very tightly). In a thin strip, the material also warms up when current is passed thus provides the basis of a heated garment or product such as a hat or gloves.</p> <ul> <li><strong>Hydrogel 500g</strong></li> </ul> <p>This completely non-toxic powder absorbs up to 500 times its own weight in water and is the 'secret' ingredient used in applications ranging from babies nappies to perpetual growing plants. When exposed to water, the powder transforms into a gel which holds the water for an extended period. Placing a small pile of Hydrogel in the centre of a Petri-dish, adding drops of water from a syringe or pipette causes the Hydrogel to swell until it can absorb no more water. This can be a simple quantitative experiment by weighing before and after water absorption.</p> <ul> <li><strong>Genuine Carbon Fibre Sheet 100mm x 100mm x 0.5mm</strong></li> </ul> <p>This ultra-smooth sheet material is a aerospace quality carbon-fibre reinforced composite.&nbsp;&nbsp;Because of its combination of low mass and extraordinary strength, its uses range from spacecraft fabrication to formula 1 racing cars. It is also a highly attractive material and suitable for small&ndash;scale prestige work. This is one of the few modern engineering materials, along with titanium, favoured by &lsquo;new wave&rsquo; jewellers.&nbsp;The sheet can be cut on a suitable guillotine and shaped with conventional tools.</p> <ul> <li><strong>Fields Metal 10g (*Teacher Demonstration Only*)</strong></li> </ul> <p>This remarkable alloy melts at just 61&deg;C, but does not contain lead or cadmium. It is relatively hard and extremely tough. Fields metal makes a fantastic demonstration of how several constituents, each with a much higher melting point, can be combined to produce a useable alloy. <strong>Demonstration use is recommended</strong> - Indium is a potentially toxic material if ingested. Before using a risk assessment should be carried out.</p> <ul> <li><strong>Chromatic Alginate - 450g</strong></li> </ul> <p>Made from seaweed, this remarkable material is used in dentistry to make precision moulds in the mouth for crown construction etc. When the fine white powder is mixed with water, it turns purple and then changes colour to indicate readiness for moulding around a pattern &ndash; and then setting. The material is entirely natural and non&ndash;toxic, and has a very low cost compared to materials such as silicon compounds.</p> <ul> <li><strong>Graphite Levitation Kit&nbsp;</strong></li> </ul> <p>This kit contains a small sample of pyrolytic graphite, 16 small rare earth magnets, a steel base and a pair of tweezers. When the magnets are arranged in a matrix on the base plate, the graphite will levitate just above the surface.&nbsp; This is a spectacular demonstration of diamagnetic behaviour involving repulsion of the graphite by both the N and S poles of the magnets.</p> <ul> <li><strong>Polyox: The Self Siphoning Liquid - 50g</strong></li> </ul> <p>Polyethylene oxide in a non-toxic, long-chain polymer with a high molar mass. Because of extensive hydrogen bonding, it is soluble in water. A solution of Polyox (approximately 1% w/v) behaves as an 'elastic liquid' and it 'self-siphons'.&nbsp; If you quickly drag some of the solution from a beaker with a spatula or spoon, it will continue to move out of the beaker.&nbsp;</p> <ul> <li><strong>Deep Gratnells Tray - Blue</strong></li> </ul> | 184.95 | EA | FVRATE20 | 1